## Simulation Setting
Setting | Value | Note
[ Parallel Computing Setting ]
run_using_multi_thread_flag | FALSE | use parallel simulations
[ Other Simulation Setting ]
const_name_flag | TRUE | Save constraint names as defined
export_model_lp_flag | FALSE | Export optimization model instance in "lp" format
model_lp_file_name_value | ALEAF_HydroES_model_instance.lp | lp file name

## Planning Design
Setting | Value | Note
[Planning Horizon]
dollar_year_value | 2020 | dollar year (ATB, Fuel, Storage data needs to be converted into 2020$)
current_year_value | 2023 | Current year
[Financial]
WACC_value | 0.057 | weighted average cost of capital (used as discount rate, real)
[Planned Maintanance]
apply_planned_maintanance_flag | TRUE | Planned maintenance schedule
[Energy Storage]
contingency_reserve_min_duration_value | 1 | Minimum reserve duration in hours
storage initialization option | Minimum | Storage initilization option
[ETC]
num_scenario_value | 1 | number of scenarios (Monte-Carlo)
num_hours_per_day_value | 24
num_sub_period_value | 1 | use 12 for 5 mins resolution

## Gen Technology - BESS
Category |  |  |  |  | Dispatch and Commitment Options |  |  |  |  | Capacity and Energy
Tech_ID | UNITGROUP | UNIT_CATEGORY | UNIT_TYPE | FUEL | Dispatch | Storage Commitment | FUEL_LIMIT | Must_Run_Flag | Must_Run_Level | Capacity- Power | Energy | Maximum Charge | Minimum Charge | Roundtrip Efficieny | Charging Efficiency | Discharging Efficiency | FOR | VOM | Max Charge Rate | Maximum RU | Maximum RD | Maximum SP | Maximum NS | Cycles - Planning Horizon | Cycle Cost
Tech31 | battery_LFP_100MW_8H_S | STORAGE | BATTERY | Storage | Dispatchable | TRUE | NA | FALSE | 0 | 100 | 800 | 800 | 50 | 90.25 | 95 | 95 | 0 | 2.58 | 2 | 100 | 100 | 100 | 100 | 14 | 0

## Gen Technology - Hydro
Category |  |  |  |  | Dispatch and Commitment Options |  | Limits and Costs | [11 empty] | SOS2 Function
Tech_ID | UNITGROUP | UNIT_CATEGORY | UNIT_TYPE | FUEL | Dispatch | Commitment | VMIN | VMAX | VINI | PMAX | PMIN | FOR | START COST | STOP COST | RU COST | RD COST | MAX_RU | MAX_RD | Water Flow_1 | Setpoint Generation_1 | Water Flow_2 | Setpoint Generation_2 | Water Flow_3 | Setpoint Generation_3 | Water Flow_4 | Setpoint Generation_4 | Water Flow_5 | Setpoint Generation_5 | Water Flow_6 | Setpoint Generation_6 | Water Flow_7 | Setpoint Generation_7 | Water Flow_8 | Setpoint Generation_8 | Water Flow_9 | Setpoint Generation_9 | Water Flow_10 | Setpoint Generation_10
Tech11 | hydro_reservoir | HYDRO | HYDRO_IMPOUND | Hydro | Non-dispatchable | FALSE | 54000000 | 540000000 | 0.5
Tech12 | hydro_gen | HYDRO | HYDRO_IMPOUND | Hydro | Dispatchable | TRUE |  | 0 | 0 | 100 | 0 | 0.03 | 0 | 0 |  |  | 70 | 70 | 0 | 0 | 1058.472 | 0 | 1058.484 | 30 | 1190.429 | 30.9747 | 1415.978 | 36.7889 | 1650.246 | 46.4259 | 2365.961 | 80.1167 | 2682.23 | 91.5998 | 3144.161 | 100

## Daily Time Series
Date | Vmin | Vmax
2025-01-01 | 54000000 | 540000000
2025-01-02 | 54000000 | 540000000
2025-01-03 | 54000000 | 540000000
2025-01-04 | 54000000 | 540000000
2025-01-05 | 54000000 | 540000000
2025-01-06 | 54000000 | 540000000
2025-01-07 | 54000000 | 540000000
2025-01-08 | 54000000 | 540000000
2025-01-09 | 54000000 | 540000000
2025-01-10 | 54000000 | 540000000
2025-01-11 | 54000000 | 540000000
2025-01-12 | 54000000 | 540000000
2025-01-13 | 54000000 | 540000000
2025-01-14 | 54000000 | 540000000
2025-01-15 | 54000000 | 540000000
2025-01-16 | 54000000 | 540000000
2025-01-17 | 54000000 | 540000000
2025-01-18 | 54000000 | 540000000
2025-01-19 | 54000000 | 540000000
2025-01-20 | 54000000 | 540000000
2025-01-21 | 54000000 | 540000000
2025-01-22 | 54000000 | 540000000
2025-01-23 | 54000000 | 540000000
2025-01-24 | 54000000 | 540000000
2025-01-25 | 54000000 | 540000000
2025-01-26 | 54000000 | 540000000
2025-01-27 | 54000000 | 540000000
2025-01-28 | 54000000 | 540000000
2025-01-29 | 54000000 | 540000000
2025-01-30 | 54000000 | 540000000
2025-01-31 | 54000000 | 540000000
2025-02-01 | 54000000 | 540000000
2025-02-02 | 54000000 | 540000000
2025-02-03 | 54000000 | 540000000
2025-02-04 | 54000000 | 540000000
2025-02-05 | 54000000 | 540000000
2025-02-06 | 54000000 | 540000000
2025-02-07 | 54000000 | 540000000
2025-02-08 | 54000000 | 540000000
2025-02-09 | 54000000 | 540000000
2025-02-10 | 54000000 | 540000000
2025-02-11 | 54000000 | 540000000
2025-02-12 | 54000000 | 540000000
2025-02-13 | 54000000 | 540000000
2025-02-14 | 54000000 | 540000000
2025-02-15 | 54000000 | 540000000
2025-02-16 | 54000000 | 540000000
2025-02-17 | 54000000 | 540000000
2025-02-18 | 54000000 | 540000000
2025-02-19 | 54000000 | 540000000
2025-02-20 | 54000000 | 540000000
2025-02-21 | 54000000 | 540000000
2025-02-22 | 54000000 | 540000000
2025-02-23 | 54000000 | 540000000
2025-02-24 | 54000000 | 540000000
2025-02-25 | 54000000 | 540000000
2025-02-26 | 54000000 | 540000000
2025-02-27 | 54000000 | 540000000
2025-02-28 | 54000000 | 540000000
2025-03-01 | 54000000 | 540000000
2025-03-02 | 54000000 | 540000000
2025-03-03 | 54000000 | 540000000
2025-03-04 | 54000000 | 540000000
2025-03-05 | 54000000 | 540000000
2025-03-06 | 54000000 | 540000000
2025-03-07 | 54000000 | 540000000
2025-03-08 | 54000000 | 540000000
2025-03-09 | 54000000 | 540000000
2025-03-10 | 54000000 | 540000000
2025-03-11 | 54000000 | 540000000
2025-03-12 | 54000000 | 540000000
2025-03-13 | 54000000 | 540000000
2025-03-14 | 54000000 | 540000000
2025-03-15 | 54000000 | 540000000
2025-03-16 | 54000000 | 540000000
2025-03-17 | 54000000 | 540000000
2025-03-18 | 54000000 | 540000000
2025-03-19 | 54000000 | 540000000
2025-03-20 | 54000000 | 540000000
2025-03-21 | 54000000 | 540000000
2025-03-22 | 54000000 | 540000000
2025-03-23 | 54000000 | 540000000
2025-03-24 | 54000000 | 540000000
2025-03-25 | 54000000 | 540000000
2025-03-26 | 54000000 | 540000000
2025-03-27 | 54000000 | 540000000
2025-03-28 | 54000000 | 540000000
2025-03-29 | 54000000 | 540000000
2025-03-30 | 54000000 | 540000000
2025-03-31 | 54000000 | 540000000
2025-04-01 | 54000000 | 540000000
2025-04-02 | 54000000 | 540000000
2025-04-03 | 54000000 | 540000000
2025-04-04 | 54000000 | 540000000
2025-04-05 | 54000000 | 540000000
2025-04-06 | 54000000 | 540000000
2025-04-07 | 54000000 | 540000000
2025-04-08 | 54000000 | 540000000
2025-04-09 | 54000000 | 540000000
2025-04-10 | 54000000 | 540000000
2025-04-11 | 54000000 | 540000000
2025-04-12 | 54000000 | 540000000
2025-04-13 | 54000000 | 540000000
2025-04-14 | 54000000 | 540000000
2025-04-15 | 54000000 | 540000000
2025-04-16 | 54000000 | 540000000
2025-04-17 | 54000000 | 540000000
2025-04-18 | 54000000 | 540000000
2025-04-19 | 54000000 | 540000000
2025-04-20 | 54000000 | 540000000
2025-04-21 | 54000000 | 540000000
2025-04-22 | 54000000 | 540000000
2025-04-23 | 54000000 | 540000000
2025-04-24 | 54000000 | 540000000
2025-04-25 | 54000000 | 540000000
2025-04-26 | 54000000 | 540000000
2025-04-27 | 54000000 | 540000000
2025-04-28 | 54000000 | 540000000
2025-04-29 | 54000000 | 540000000
2025-04-30 | 54000000 | 540000000
2025-05-01 | 54000000 | 540000000
2025-05-02 | 54000000 | 540000000
2025-05-03 | 54000000 | 540000000
2025-05-04 | 54000000 | 540000000
2025-05-05 | 54000000 | 540000000
2025-05-06 | 54000000 | 540000000
2025-05-07 | 54000000 | 540000000
2025-05-08 | 54000000 | 540000000
2025-05-09 | 54000000 | 540000000
2025-05-10 | 54000000 | 540000000
2025-05-11 | 54000000 | 540000000
2025-05-12 | 54000000 | 540000000
2025-05-13 | 54000000 | 540000000
2025-05-14 | 54000000 | 540000000
2025-05-15 | 54000000 | 540000000
2025-05-16 | 54000000 | 540000000
2025-05-17 | 54000000 | 540000000
2025-05-18 | 54000000 | 540000000
2025-05-19 | 54000000 | 540000000
2025-05-20 | 54000000 | 540000000
2025-05-21 | 54000000 | 540000000
2025-05-22 | 54000000 | 540000000
2025-05-23 | 54000000 | 540000000
2025-05-24 | 54000000 | 540000000
2025-05-25 | 54000000 | 540000000
2025-05-26 | 54000000 | 540000000
2025-05-27 | 54000000 | 540000000
2025-05-28 | 54000000 | 540000000
2025-05-29 | 54000000 | 540000000
2025-05-30 | 54000000 | 540000000
2025-05-31 | 54000000 | 540000000
2025-06-01 | 54000000 | 540000000
2025-06-02 | 54000000 | 540000000
2025-06-03 | 54000000 | 540000000
2025-06-04 | 54000000 | 540000000
2025-06-05 | 54000000 | 540000000
2025-06-06 | 54000000 | 540000000
2025-06-07 | 54000000 | 540000000
2025-06-08 | 54000000 | 540000000
2025-06-09 | 54000000 | 540000000
2025-06-10 | 54000000 | 540000000
2025-06-11 | 54000000 | 540000000
2025-06-12 | 54000000 | 540000000
2025-06-13 | 54000000 | 540000000
2025-06-14 | 54000000 | 540000000
2025-06-15 | 54000000 | 540000000
2025-06-16 | 54000000 | 540000000
2025-06-17 | 54000000 | 540000000
2025-06-18 | 54000000 | 540000000
2025-06-19 | 54000000 | 540000000
2025-06-20 | 54000000 | 540000000
2025-06-21 | 54000000 | 540000000
2025-06-22 | 54000000 | 540000000
2025-06-23 | 54000000 | 540000000
2025-06-24 | 54000000 | 540000000
2025-06-25 | 54000000 | 540000000
2025-06-26 | 54000000 | 540000000
2025-06-27 | 54000000 | 540000000
2025-06-28 | 54000000 | 540000000
2025-06-29 | 54000000 | 540000000
2025-06-30 | 54000000 | 540000000
2025-07-01 | 54000000 | 540000000
2025-07-02 | 54000000 | 540000000
2025-07-03 | 54000000 | 540000000
2025-07-04 | 54000000 | 540000000
2025-07-05 | 54000000 | 540000000
2025-07-06 | 54000000 | 540000000
2025-07-07 | 54000000 | 540000000
2025-07-08 | 54000000 | 540000000
2025-07-09 | 54000000 | 540000000
2025-07-10 | 54000000 | 540000000
2025-07-11 | 54000000 | 540000000
2025-07-12 | 54000000 | 540000000
2025-07-13 | 54000000 | 540000000
2025-07-14 | 54000000 | 540000000
2025-07-15 | 54000000 | 540000000
2025-07-16 | 54000000 | 540000000
2025-07-17 | 54000000 | 540000000
2025-07-18 | 54000000 | 540000000
2025-07-19 | 54000000 | 540000000
2025-07-20 | 54000000 | 540000000
2025-07-21 | 54000000 | 540000000
2025-07-22 | 54000000 | 540000000
2025-07-23 | 54000000 | 540000000
2025-07-24 | 54000000 | 540000000
2025-07-25 | 54000000 | 540000000
2025-07-26 | 54000000 | 540000000
2025-07-27 | 54000000 | 540000000
2025-07-28 | 54000000 | 540000000
2025-07-29 | 54000000 | 540000000
2025-07-30 | 54000000 | 540000000
2025-07-31 | 54000000 | 540000000
2025-08-01 | 54000000 | 540000000
2025-08-02 | 54000000 | 540000000
2025-08-03 | 54000000 | 540000000
2025-08-04 | 54000000 | 540000000
2025-08-05 | 54000000 | 540000000
2025-08-06 | 54000000 | 540000000
2025-08-07 | 54000000 | 540000000
2025-08-08 | 54000000 | 540000000
2025-08-09 | 54000000 | 540000000
2025-08-10 | 54000000 | 540000000
2025-08-11 | 54000000 | 540000000
2025-08-12 | 54000000 | 540000000
2025-08-13 | 54000000 | 540000000
2025-08-14 | 54000000 | 540000000
2025-08-15 | 54000000 | 540000000
2025-08-16 | 54000000 | 540000000
2025-08-17 | 54000000 | 540000000
2025-08-18 | 54000000 | 540000000
2025-08-19 | 54000000 | 540000000
2025-08-20 | 54000000 | 540000000
2025-08-21 | 54000000 | 540000000
2025-08-22 | 54000000 | 540000000
2025-08-23 | 54000000 | 540000000
2025-08-24 | 54000000 | 540000000
2025-08-25 | 54000000 | 540000000
2025-08-26 | 54000000 | 540000000
2025-08-27 | 54000000 | 540000000
2025-08-28 | 54000000 | 540000000
2025-08-29 | 54000000 | 540000000
2025-08-30 | 54000000 | 540000000
2025-08-31 | 54000000 | 540000000
2025-09-01 | 54000000 | 540000000
2025-09-02 | 54000000 | 540000000
2025-09-03 | 54000000 | 540000000
2025-09-04 | 54000000 | 540000000
2025-09-05 | 54000000 | 540000000
2025-09-06 | 54000000 | 540000000
2025-09-07 | 54000000 | 540000000
2025-09-08 | 54000000 | 540000000
2025-09-09 | 54000000 | 540000000
2025-09-10 | 54000000 | 540000000
2025-09-11 | 54000000 | 540000000
2025-09-12 | 54000000 | 540000000
2025-09-13 | 54000000 | 540000000
2025-09-14 | 54000000 | 540000000
2025-09-15 | 54000000 | 540000000
2025-09-16 | 54000000 | 540000000
2025-09-17 | 54000000 | 540000000
2025-09-18 | 54000000 | 540000000
2025-09-19 | 54000000 | 540000000
2025-09-20 | 54000000 | 540000000
2025-09-21 | 54000000 | 540000000
2025-09-22 | 54000000 | 540000000
2025-09-23 | 54000000 | 540000000
2025-09-24 | 54000000 | 540000000
2025-09-25 | 54000000 | 540000000
2025-09-26 | 54000000 | 540000000
2025-09-27 | 54000000 | 540000000
2025-09-28 | 54000000 | 540000000
2025-09-29 | 54000000 | 540000000
2025-09-30 | 54000000 | 540000000
2025-10-01 | 54000000 | 540000000
2025-10-02 | 54000000 | 540000000
2025-10-03 | 54000000 | 540000000
2025-10-04 | 54000000 | 540000000
2025-10-05 | 54000000 | 540000000
2025-10-06 | 54000000 | 540000000
2025-10-07 | 54000000 | 540000000
2025-10-08 | 54000000 | 540000000
2025-10-09 | 54000000 | 540000000
2025-10-10 | 54000000 | 540000000
2025-10-11 | 54000000 | 540000000
2025-10-12 | 54000000 | 540000000
2025-10-13 | 54000000 | 540000000
2025-10-14 | 54000000 | 540000000
2025-10-15 | 54000000 | 540000000
2025-10-16 | 54000000 | 540000000
2025-10-17 | 54000000 | 540000000
2025-10-18 | 54000000 | 540000000
2025-10-19 | 54000000 | 540000000
2025-10-20 | 54000000 | 540000000
2025-10-21 | 54000000 | 540000000
2025-10-22 | 54000000 | 540000000
2025-10-23 | 54000000 | 540000000
2025-10-24 | 54000000 | 540000000
2025-10-25 | 54000000 | 540000000
2025-10-26 | 54000000 | 540000000
2025-10-27 | 54000000 | 540000000
2025-10-28 | 54000000 | 540000000
2025-10-29 | 54000000 | 540000000
2025-10-30 | 54000000 | 540000000
2025-10-31 | 54000000 | 540000000
2025-11-01 | 54000000 | 540000000
2025-11-02 | 54000000 | 540000000
2025-11-03 | 54000000 | 540000000
2025-11-04 | 54000000 | 540000000
2025-11-05 | 54000000 | 540000000
2025-11-06 | 54000000 | 540000000
2025-11-07 | 54000000 | 540000000
2025-11-08 | 54000000 | 540000000
2025-11-09 | 54000000 | 540000000
2025-11-10 | 54000000 | 540000000
2025-11-11 | 54000000 | 540000000
2025-11-12 | 54000000 | 540000000
2025-11-13 | 54000000 | 540000000
2025-11-14 | 54000000 | 540000000
2025-11-15 | 54000000 | 540000000
2025-11-16 | 54000000 | 540000000
2025-11-17 | 54000000 | 540000000
2025-11-18 | 54000000 | 540000000
2025-11-19 | 54000000 | 540000000
2025-11-20 | 54000000 | 540000000
2025-11-21 | 54000000 | 540000000
2025-11-22 | 54000000 | 540000000
2025-11-23 | 54000000 | 540000000
2025-11-24 | 54000000 | 540000000
2025-11-25 | 54000000 | 540000000
2025-11-26 | 54000000 | 540000000
2025-11-27 | 54000000 | 540000000
2025-11-28 | 54000000 | 540000000
2025-11-29 | 54000000 | 540000000
2025-11-30 | 54000000 | 540000000
2025-12-01 | 54000000 | 540000000
2025-12-02 | 54000000 | 540000000
2025-12-03 | 54000000 | 540000000
2025-12-04 | 54000000 | 540000000
2025-12-05 | 54000000 | 540000000
2025-12-06 | 54000000 | 540000000
2025-12-07 | 54000000 | 540000000
2025-12-08 | 54000000 | 540000000
2025-12-09 | 54000000 | 540000000
2025-12-10 | 54000000 | 540000000
2025-12-11 | 54000000 | 540000000
2025-12-12 | 54000000 | 540000000
2025-12-13 | 54000000 | 540000000
2025-12-14 | 54000000 | 540000000
2025-12-15 | 54000000 | 540000000
2025-12-16 | 54000000 | 540000000
2025-12-17 | 54000000 | 540000000
2025-12-18 | 54000000 | 540000000
2025-12-19 | 54000000 | 540000000
2025-12-20 | 54000000 | 540000000
2025-12-21 | 54000000 | 540000000
2025-12-22 | 54000000 | 540000000
2025-12-23 | 54000000 | 540000000
2025-12-24 | 54000000 | 540000000
2025-12-25 | 54000000 | 540000000
2025-12-26 | 54000000 | 540000000
2025-12-27 | 54000000 | 540000000
2025-12-28 | 54000000 | 540000000
2025-12-29 | 54000000 | 540000000
2025-12-30 | 54000000 | 540000000
2025-12-31 | 54000000 | 540000000
Formulas:
Date = [Date, row above]+1

## Hourly Time Series
| Market Prices |  |  |  |  | Inflow | Diversion | Availability
Date-Time | Energy-DA | Regulation Up | Regulation Down | Spinning Reserve | Non-spinning Reserve |  |  | G1 | G2 | G3 | G4 | G5 | G6 | G7 | G8
2025-01-01 | 44.536 |  |  |  |  | 1272 | 0 | bar: Availability G1
2025-01-01 01:00 | 26.0411 |  |  |  |  | 1272 | 0 | bar: Availability G1
2025-01-01 02:00 | 27.7783 |  |  |  |  | 1272 | 0 | bar: Availability G1
2025-01-01 03:00 | 29.2401 |  |  |  |  | 1272 | 0 | bar: Availability G1
2025-01-01 04:00 | 29.2401 |  |  |  |  | 1272 | 0 | bar: Availability G1
2025-01-01 05:00 | 30.7208 |  |  |  |  | 1272 | 0 | bar: Availability G1
2025-01-01 06:00 | 34.5296 |  |  |  |  | 1272 | 0 | bar: Availability G1
2025-01-01 07:00 | 33.0211 |  |  |  |  | 1272 | 0 | bar: Availability G1
2025-01-01 08:00 | 33.9613 |  |  |  |  | 1272 | 0 | bar: Availability G1
2025-01-01 09:00 | 32.083 |  |  |  |  | 1272 | 0 | bar: Availability G1
2025-01-01 10:00 | 29.5694 |  |  |  |  | 1272 | 0 | bar: Availability G1
2025-01-01 11:00 | 29.3368 |  |  |  |  | 1272 | 0 | bar: Availability G1
2025-01-01 12:00 | 29.2401 |  |  |  |  | 1272 | 0 | bar: Availability G1
2025-01-01 13:00 | 29.3368 |  |  |  |  | 1272 | 0 | bar: Availability G1
2025-01-01 14:00 | 29.3368 |  |  |  |  | 1272 | 0 | bar: Availability G1
2025-01-01 15:00 | 29.3368 |  |  |  |  | 1272 | 0 | bar: Availability G1
2025-01-01 16:00 | 31.1741 |  |  |  |  | 1272 | 0 | bar: Availability G1
2025-01-01 17:00 | 32.083 |  |  |  |  | 1272 | 0 | bar: Availability G1
2025-01-01 18:00 | 51.3643 |  |  |  |  | 1272 | 0 | bar: Availability G1
2025-01-01 19:00 | 48.2322 |  |  |  |  | 1272 | 0 | bar: Availability G1
2025-01-01 20:00 | 34.8607 |  |  |  |  | 1272 | 0 | bar: Availability G1
2025-01-01 21:00 | 31.4461 |  |  |  |  | 1272 | 0 | bar: Availability G1
2025-01-01 22:00 | 29.4982 |  |  |  |  | 1272 | 0 | bar: Availability G1
2025-01-01 23:00 | 29.3368 |  |  |  |  | 1272 | 0 | bar: Availability G1
2025-01-02 | 29.3368 |  |  |  |  | 1272 | 0 | bar: Availability G1
2025-01-02 01:00 | 29.3368 |  |  |  |  | 1272 | 0 | bar: Availability G1
2025-01-02 02:00 | 32.083 |  |  |  |  | 1272 | 0 | bar: Availability G1
2025-01-02 03:00 | 33.0717 |  |  |  |  | 1272 | 0 | bar: Availability G1
2025-01-02 04:00 | 32.3168 |  |  |  |  | 1272 | 0 | bar: Availability G1
2025-01-02 05:00 | 40.6008 |  |  |  |  | 1272 | 0 | bar: Availability G1
2025-01-02 06:00 | 48.6827 |  |  |  |  | 1272 | 0 | bar: Availability G1
2025-01-02 07:00 | 47.85 |  |  |  |  | 1272 | 0 | bar: Availability G1
2025-01-02 08:00 | 52.8381 |  |  |  |  | 1272 | 0 | bar: Availability G1
2025-01-02 09:00 | 52.8381 |  |  |  |  | 1272 | 0 | bar: Availability G1
2025-01-02 10:00 | 34.0753 |  |  |  |  | 1272 | 0 | bar: Availability G1
2025-01-02 11:00 | 32.2895 |  |  |  |  | 1272 | 0 | bar: Availability G1
2025-01-02 12:00 | 31.5047 |  |  |  |  | 1272 | 0 | bar: Availability G1
2025-01-02 13:00 | 31.0667 |  |  |  |  | 1272 | 0 | bar: Availability G1
2025-01-02 14:00 | 30.1475 |  |  |  |  | 1272 | 0 | bar: Availability G1
2025-01-02 15:00 | 29.6502 |  |  |  |  | 1272 | 0 | bar: Availability G1
2025-01-02 16:00 | 31.0667 |  |  |  |  | 1272 | 0 | bar: Availability G1
2025-01-02 17:00 | 57.0186 |  |  |  |  | 1272 | 0 | bar: Availability G1
2025-01-02 18:00 | 59.2706 |  |  |  |  | 1272 | 0 | bar: Availability G1
2025-01-02 19:00 | 43.5659 |  |  |  |  | 1272 | 0 | bar: Availability G1
2025-01-02 20:00 | 39.358 |  |  |  |  | 1272 | 0 | bar: Availability G1
2025-01-02 21:00 | 31.8251 |  |  |  |  | 1272 | 0 | bar: Availability G1
2025-01-02 22:00 | 29.2401 |  |  |  |  | 1272 | 0 | bar: Availability G1
2025-01-02 23:00 | 27.7448 |  |  |  |  | 1272 | 0 | bar: Availability G1
2025-01-03 | 28.1062 |  |  |  |  | 1272 | 0 | bar: Availability G1
2025-01-03 01:00 | 27.7448 |  |  |  |  | 1272 | 0 | bar: Availability G1
2025-01-03 02:00 | 26.6783 |  |  |  |  | 1272 | 0 | bar: Availability G1
2025-01-03 03:00 | 26.6783 |  |  |  |  | 1272 | 0 | bar: Availability G1
2025-01-03 04:00 | 28.2009 |  |  |  |  | 1272 | 0 | bar: Availability G1
2025-01-03 05:00 | 29.8119 |  |  |  |  | 1272 | 0 | bar: Availability G1
2025-01-03 06:00 | 31.7654 |  |  |  |  | 1272 | 0 | bar: Availability G1
2025-01-03 07:00 | 43.9772 |  |  |  |  | 1272 | 0 | bar: Availability G1
2025-01-03 08:00 | 35.0941 |  |  |  |  | 1272 | 0 | bar: Availability G1
2025-01-03 09:00 | 34.6626 |  |  |  |  | 1272 | 0 | bar: Availability G1
2025-01-03 10:00 | 34.2385 |  |  |  |  | 1272 | 0 | bar: Availability G1
2025-01-03 11:00 | 31.9804 |  |  |  |  | 1272 | 0 | bar: Availability G1
2025-01-03 12:00 | 31.0667 |  |  |  |  | 1272 | 0 | bar: Availability G1
2025-01-03 13:00 | 31.0667 |  |  |  |  | 1272 | 0 | bar: Availability G1
2025-01-03 14:00 | 30.6157 |  |  |  |  | 1272 | 0 | bar: Availability G1
2025-01-03 15:00 | 31.5047 |  |  |  |  | 1272 | 0 | bar: Availability G1
2025-01-03 16:00 | 33.2892 |  |  |  |  | 1272 | 0 | bar: Availability G1
2025-01-03 17:00 | 53.6196 |  |  |  |  | 1272 | 0 | bar: Availability G1
2025-01-03 18:00 | 56.2488 |  |  |  |  | 1272 | 0 | bar: Availability G1
2025-01-03 19:00 | 50.2649 |  |  |  |  | 1272 | 0 | bar: Availability G1
2025-01-03 20:00 | 47.1634 |  |  |  |  | 1272 | 0 | bar: Availability G1
2025-01-03 21:00 | 35.6502 |  |  |  |  | 1272 | 0 | bar: Availability G1
2025-01-03 22:00 | 40.6793 |  |  |  |  | 1272 | 0 | bar: Availability G1
2025-01-03 23:00 | 35.6502 |  |  |  |  | 1272 | 0 | bar: Availability G1
2025-01-04 | 34.6647 |  |  |  |  | 1272 | 0 | bar: Availability G1
2025-01-04 01:00 | 32.083 |  |  |  |  | 1272 | 0 | bar: Availability G1
2025-01-04 02:00 | 32.083 |  |  |  |  | 1272 | 0 | bar: Availability G1
2025-01-04 03:00 | 30.3432 |  |  |  |  | 1272 | 0 | bar: Availability G1
2025-01-04 04:00 | 31.9804 |  |  |  |  | 1272 | 0 | bar: Availability G1
2025-01-04 05:00 | 32.8463 |  |  |  |  | 1272 | 0 | bar: Availability G1
2025-01-04 06:00 | 42.544 |  |  |  |  | 1272 | 0 | bar: Availability G1
2025-01-04 07:00 | 45.641 |  |  |  |  | 1272 | 0 | bar: Availability G1
2025-01-04 08:00 | 37.1958 |  |  |  |  | 1272 | 0 | bar: Availability G1
2025-01-04 09:00 | 37.1661 |  |  |  |  | 1272 | 0 | bar: Availability G1
2025-01-04 10:00 | 32.9477 |  |  |  |  | 1272 | 0 | bar: Availability G1
2025-01-04 11:00 | 31.9804 |  |  |  |  | 1272 | 0 | bar: Availability G1
2025-01-04 12:00 | 31.9085 |  |  |  |  | 1272 | 0 | bar: Availability G1
2025-01-04 13:00 | 31.8017 |  |  |  |  | 1272 | 0 | bar: Availability G1
2025-01-04 14:00 | 31.1741 |  |  |  |  | 1272 | 0 | bar: Availability G1
2025-01-04 15:00 | 31.1741 |  |  |  |  | 1272 | 0 | bar: Availability G1
2025-01-04 16:00 | 32.083 |  |  |  |  | 1272 | 0 | bar: Availability G1
2025-01-04 17:00 | 54.0932 |  |  |  |  | 1272 | 0 | bar: Availability G1
2025-01-04 18:00 | 53.2026 |  |  |  |  | 1272 | 0 | bar: Availability G1
2025-01-04 19:00 | 47.8507 |  |  |  |  | 1272 | 0 | bar: Availability G1
2025-01-04 20:00 | 44.9714 |  |  |  |  | 1272 | 0 | bar: Availability G1
2025-01-04 21:00 | 34.3237 |  |  |  |  | 1272 | 0 | bar: Availability G1
2025-01-04 22:00 | 33.7203 |  |  |  |  | 1272 | 0 | bar: Availability G1
2025-01-04 23:00 | 34.1348 |  |  |  |  | 1272 | 0 | bar: Availability G1
2025-01-05 | 29.9748 |  |  |  |  | 1272 | 0 | bar: Availability G1
2025-01-05 01:00 | 27.7783 |  |  |  |  | 1272 | 0 | bar: Availability G1
2025-01-05 02:00 | 27.7783 |  |  |  |  | 1272 | 0 | bar: Availability G1
2025-01-05 03:00 | 27.8942 |  |  |  |  | 1272 | 0 | bar: Availability G1
2025-01-05 04:00 | 31.6909 |  |  |  |  | 1272 | 0 | bar: Availability G1
2025-01-05 05:00 | 29.2401 |  |  |  |  | 1272 | 0 | bar: Availability G1
2025-01-05 06:00 | 37.7353 |  |  |  |  | 1272 | 0 | bar: Availability G1
2025-01-05 07:00 | 46.1576 |  |  |  |  | 1272 | 0 | bar: Availability G1
2025-01-05 08:00 | 36.8039 |  |  |  |  | 1272 | 0 | bar: Availability G1
2025-01-05 09:00 | 37.5014 |  |  |  |  | 1272 | 0 | bar: Availability G1
2025-01-05 10:00 | 29.772 |  |  |  |  | 1272 | 0 | bar: Availability G1
2025-01-05 11:00 | 27.7448 |  |  |  |  | 1272 | 0 | bar: Availability G1
2025-01-05 12:00 | 25.2103 |  |  |  |  | 1272 | 0 | bar: Availability G1
2025-01-05 13:00 | 24.7292 |  |  |  |  | 1272 | 0 | bar: Availability G1
2025-01-05 14:00 | 25.1058 |  |  |  |  | 1272 | 0 | bar: Availability G1
2025-01-05 15:00 | 27.7783 |  |  |  |  | 1272 | 0 | bar: Availability G1
2025-01-05 16:00 | 30.4512 |  |  |  |  | 1272 | 0 | bar: Availability G1
2025-01-05 17:00 | 45.8303 |  |  |  |  | 1272 | 0 | bar: Availability G1
2025-01-05 18:00 | 52.3374 |  |  |  |  | 1272 | 0 | bar: Availability G1
2025-01-05 19:00 | 48.703 |  |  |  |  | 1272 | 0 | bar: Availability G1
2025-01-05 20:00 | 32.083 |  |  |  |  | 1272 | 0 | bar: Availability G1
2025-01-05 21:00 | 28.333 |  |  |  |  | 1272 | 0 | bar: Availability G1
2025-01-05 22:00 | 26.7537 |  |  |  |  | 1272 | 0 | bar: Availability G1
2025-01-05 23:00 | 26.4376 |  |  |  |  | 1272 | 0 | bar: Availability G1
2025-01-06 | 25.2914 |  |  |  |  | 1272 | 0 | bar: Availability G1
2025-01-06 01:00 | 24.8466 |  |  |  |  | 1272 | 0 | bar: Availability G1
2025-01-06 02:00 | 23.577 |  |  |  |  | 1272 | 0 | bar: Availability G1
2025-01-06 03:00 | 24.509 |  |  |  |  | 1272 | 0 | bar: Availability G1
2025-01-06 04:00 | 25.2914 |  |  |  |  | 1272 | 0 | bar: Availability G1
2025-01-06 05:00 | 27.2694 |  |  |  |  | 1272 | 0 | bar: Availability G1
2025-01-06 06:00 | 31.4305 |  |  |  |  | 1272 | 0 | bar: Availability G1
2025-01-06 07:00 | 35.025 |  |  |  |  | 1272 | 0 | bar: Availability G1
2025-01-06 08:00 | 29.8119 |  |  |  |  | 1272 | 0 | bar: Availability G1
2025-01-06 09:00 | 32.083 |  |  |  |  | 1272 | 0 | bar: Availability G1
2025-01-06 10:00 | 29.731 |  |  |  |  | 1272 | 0 | bar: Availability G1
2025-01-06 11:00 | 29.5694 |  |  |  |  | 1272 | 0 | bar: Availability G1
2025-01-06 12:00 | 31.802 |  |  |  |  | 1272 | 0 | bar: Availability G1
2025-01-06 13:00 | 29.2401 |  |  |  |  | 1272 | 0 | bar: Availability G1
2025-01-06 14:00 | 28.333 |  |  |  |  | 1272 | 0 | bar: Availability G1
2025-01-06 15:00 | 28.333 |  |  |  |  | 1272 | 0 | bar: Availability G1
2025-01-06 16:00 | 29.5694 |  |  |  |  | 1272 | 0 | bar: Availability G1
2025-01-06 17:00 | 31.8017 |  |  |  |  | 1272 | 0 | bar: Availability G1
2025-01-06 18:00 | 43.2707 |  |  |  |  | 1272 | 0 | bar: Availability G1
2025-01-06 19:00 | 41.2958 |  |  |  |  | 1272 | 0 | bar: Availability G1
2025-01-06 20:00 | 30.5424 |  |  |  |  | 1272 | 0 | bar: Availability G1
2025-01-06 21:00 | 28.1246 |  |  |  |  | 1272 | 0 | bar: Availability G1
2025-01-06 22:00 | 26.8347 |  |  |  |  | 1272 | 0 | bar: Availability G1
2025-01-06 23:00 | 27.2694 |  |  |  |  | 1272 | 0 | bar: Availability G1
2025-01-07 | 26.9158 |  |  |  |  | 1272 | 0 | bar: Availability G1
2025-01-07 01:00 | 25.2914 |  |  |  |  | 1272 | 0 | bar: Availability G1
2025-01-07 02:00 | 24.509 |  |  |  |  | 1272 | 0 | bar: Availability G1
2025-01-07 03:00 | 24.509 |  |  |  |  | 1272 | 0 | bar: Availability G1
2025-01-07 04:00 | 24.5813 |  |  |  |  | 1272 | 0 | bar: Availability G1
2025-01-07 05:00 | 26.1069 |  |  |  |  | 1272 | 0 | bar: Availability G1
2025-01-07 06:00 | 29.5606 |  |  |  |  | 1272 | 0 | bar: Availability G1
2025-01-07 07:00 | 32.1221 |  |  |  |  | 1272 | 0 | bar: Availability G1
2025-01-07 08:00 | 32.083 |  |  |  |  | 1272 | 0 | bar: Availability G1
2025-01-07 09:00 | 31.4574 |  |  |  |  | 1272 | 0 | bar: Availability G1
2025-01-07 10:00 | 29.731 |  |  |  |  | 1272 | 0 | bar: Availability G1
2025-01-07 11:00 | 29.5694 |  |  |  |  | 1272 | 0 | bar: Availability G1
2025-01-07 12:00 | 29.4078 |  |  |  |  | 1272 | 0 | bar: Availability G1
2025-01-07 13:00 | 29.2401 |  |  |  |  | 1272 | 0 | bar: Availability G1
2025-01-07 14:00 | 29.5606 |  |  |  |  | 1272 | 0 | bar: Availability G1
2025-01-07 15:00 | 29.5606 |  |  |  |  | 1272 | 0 | bar: Availability G1
2025-01-07 16:00 | 34.486 |  |  |  |  | 1272 | 0 | bar: Availability G1
2025-01-07 17:00 | 57.0738 |  |  |  |  | 1272 | 0 | bar: Availability G1
2025-01-07 18:00 | 57.0738 |  |  |  |  | 1272 | 0 | bar: Availability G1
2025-01-07 19:00 | 48.6239 |  |  |  |  | 1272 | 0 | bar: Availability G1
2025-01-07 20:00 | 35.4944 |  |  |  |  | 1272 | 0 | bar: Availability G1
2025-01-07 21:00 | 32.2895 |  |  |  |  | 1272 | 0 | bar: Availability G1
2025-01-07 22:00 | 31.5047 |  |  |  |  | 1272 | 0 | bar: Availability G1
2025-01-07 23:00 | 29.6502 |  |  |  |  | 1272 | 0 | bar: Availability G1
2025-01-08 | 27.7448 |  |  |  |  | 1272 | 0 | bar: Availability G1
2025-01-08 01:00 | 25.9875 |  |  |  |  | 1272 | 0 | bar: Availability G1
2025-01-08 02:00 | 25.9466 |  |  |  |  | 1272 | 0 | bar: Availability G1
2025-01-08 03:00 | 26.0411 |  |  |  |  | 1272 | 0 | bar: Availability G1
2025-01-08 04:00 | 27.7448 |  |  |  |  | 1272 | 0 | bar: Availability G1
2025-01-08 05:00 | 29.5606 |  |  |  |  | 1272 | 0 | bar: Availability G1
2025-01-08 06:00 | 42.5625 |  |  |  |  | 1272 | 0 | bar: Availability G1
2025-01-08 07:00 | 43.3972 |  |  |  |  | 1272 | 0 | bar: Availability G1
2025-01-08 08:00 | 32.2895 |  |  |  |  | 1272 | 0 | bar: Availability G1
2025-01-08 09:00 | 31.9804 |  |  |  |  | 1272 | 0 | bar: Availability G1
2025-01-08 10:00 | 31.4102 |  |  |  |  | 1272 | 0 | bar: Availability G1
2025-01-08 11:00 | 31.4608 |  |  |  |  | 1272 | 0 | bar: Availability G1
2025-01-08 12:00 | 31.3228 |  |  |  |  | 1272 | 0 | bar: Availability G1
2025-01-08 13:00 | 29.5606 |  |  |  |  | 1272 | 0 | bar: Availability G1
2025-01-08 14:00 | 30.6157 |  |  |  |  | 1272 | 0 | bar: Availability G1
2025-01-08 15:00 | 29.5606 |  |  |  |  | 1272 | 0 | bar: Availability G1
2025-01-08 16:00 | 28.333 |  |  |  |  | 1272 | 0 | bar: Availability G1
2025-01-08 17:00 | 35.0963 |  |  |  |  | 1272 | 0 | bar: Availability G1
2025-01-08 18:00 | 47.4068 |  |  |  |  | 1272 | 0 | bar: Availability G1
2025-01-08 19:00 | 38.4827 |  |  |  |  | 1272 | 0 | bar: Availability G1
2025-01-08 20:00 | 31.9804 |  |  |  |  | 1272 | 0 | bar: Availability G1
2025-01-08 21:00 | 32.083 |  |  |  |  | 1272 | 0 | bar: Availability G1
2025-01-08 22:00 | 30.5362 |  |  |  |  | 1272 | 0 | bar: Availability G1
2025-01-08 23:00 | 29.4886 |  |  |  |  | 1272 | 0 | bar: Availability G1
2025-01-09 | 29.6063 |  |  |  |  | 1272 | 0 | bar: Availability G1
2025-01-09 01:00 | 29.2401 |  |  |  |  | 1272 | 0 | bar: Availability G1
2025-01-09 02:00 | 27.7448 |  |  |  |  | 1272 | 0 | bar: Availability G1
2025-01-09 03:00 | 27.7448 |  |  |  |  | 1272 | 0 | bar: Availability G1
2025-01-09 04:00 | 26.803 |  |  |  |  | 1272 | 0 | bar: Availability G1
2025-01-09 05:00 | 29.2401 |  |  |  |  | 1272 | 0 | bar: Availability G1
2025-01-09 06:00 | 44.3618 |  |  |  |  | 1272 | 0 | bar: Availability G1
2025-01-09 07:00 | 52.3374 |  |  |  |  | 1272 | 0 | bar: Availability G1
2025-01-09 08:00 | 52.3374 |  |  |  |  | 1272 | 0 | bar: Availability G1
2025-01-09 09:00 | 41.1419 |  |  |  |  | 1272 | 0 | bar: Availability G1
2025-01-09 10:00 | 32.0444 |  |  |  |  | 1272 | 0 | bar: Availability G1
2025-01-09 11:00 | 28.3923 |  |  |  |  | 1272 | 0 | bar: Availability G1
2025-01-09 12:00 | 28.333 |  |  |  |  | 1272 | 0 | bar: Availability G1
2025-01-09 13:00 | 28.333 |  |  |  |  | 1272 | 0 | bar: Availability G1
2025-01-09 14:00 | 28.333 |  |  |  |  | 1272 | 0 | bar: Availability G1
2025-01-09 15:00 | 28.2009 |  |  |  |  | 1272 | 0 | bar: Availability G1
2025-01-09 16:00 | 31.9804 |  |  |  |  | 1272 | 0 | bar: Availability G1
2025-01-09 17:00 | 49.8943 |  |  |  |  | 1272 | 0 | bar: Availability G1
2025-01-09 18:00 | 55.1395 |  |  |  |  | 1272 | 0 | bar: Availability G1
2025-01-09 19:00 | 52.9276 |  |  |  |  | 1272 | 0 | bar: Availability G1
2025-01-09 20:00 | 43.8089 |  |  |  |  | 1272 | 0 | bar: Availability G1
2025-01-09 21:00 | 33.231 |  |  |  |  | 1272 | 0 | bar: Availability G1
2025-01-09 22:00 | 29.2401 |  |  |  |  | 1272 | 0 | bar: Availability G1
2025-01-09 23:00 | 29.2401 |  |  |  |  | 1272 | 0 | bar: Availability G1
2025-01-10 | 29.6502 |  |  |  |  | 1272 | 0 | bar: Availability G1
2025-01-10 01:00 | 28.1062 |  |  |  |  | 1272 | 0 | bar: Availability G1
2025-01-10 02:00 | 27.3097 |  |  |  |  | 1272 | 0 | bar: Availability G1
2025-01-10 03:00 | 27.1843 |  |  |  |  | 1272 | 0 | bar: Availability G1
2025-01-10 04:00 | 27.6847 |  |  |  |  | 1272 | 0 | bar: Availability G1
2025-01-10 05:00 | 27.7779 |  |  |  |  | 1272 | 0 | bar: Availability G1
2025-01-10 06:00 | 31.0667 |  |  |  |  | 1272 | 0 | bar: Availability G1
2025-01-10 07:00 | 41.6924 |  |  |  |  | 1272 | 0 | bar: Availability G1
2025-01-10 08:00 | 40.9258 |  |  |  |  | 1272 | 0 | bar: Availability G1
2025-01-10 09:00 | 37.5672 |  |  |  |  | 1272 | 0 | bar: Availability G1
2025-01-10 10:00 | 31.8026 |  |  |  |  | 1272 | 0 | bar: Availability G1
2025-01-10 11:00 | 31.0667 |  |  |  |  | 1272 | 0 | bar: Availability G1
2025-01-10 12:00 | 29.2401 |  |  |  |  | 1272 | 0 | bar: Availability G1
2025-01-10 13:00 | 29.2401 |  |  |  |  | 1272 | 0 | bar: Availability G1
2025-01-10 14:00 | 29.2401 |  |  |  |  | 1272 | 0 | bar: Availability G1
2025-01-10 15:00 | 29.2401 |  |  |  |  | 1272 | 0 | bar: Availability G1
2025-01-10 16:00 | 29.6502 |  |  |  |  | 1272 | 0 | bar: Availability G1
2025-01-10 17:00 | 51.4552 |  |  |  |  | 1272 | 0 | bar: Availability G1
2025-01-10 18:00 | 53.7234 |  |  |  |  | 1272 | 0 | bar: Availability G1
2025-01-10 19:00 | 52.8381 |  |  |  |  | 1272 | 0 | bar: Availability G1
2025-01-10 20:00 | 43.0395 |  |  |  |  | 1272 | 0 | bar: Availability G1
2025-01-10 21:00 | 35.4944 |  |  |  |  | 1272 | 0 | bar: Availability G1
2025-01-10 22:00 | 32.2895 |  |  |  |  | 1272 | 0 | bar: Availability G1
2025-01-10 23:00 | 29.731 |  |  |  |  | 1272 | 0 | bar: Availability G1
2025-01-11 | 29.2401 |  |  |  |  | 1272 | 0 | bar: Availability G1
2025-01-11 01:00 | 31.5047 |  |  |  |  | 1272 | 0 | bar: Availability G1
2025-01-11 02:00 | 31.5051 |  |  |  |  | 1272 | 0 | bar: Availability G1
2025-01-11 03:00 | 31.9636 |  |  |  |  | 1272 | 0 | bar: Availability G1
2025-01-11 04:00 | 31.6224 |  |  |  |  | 1272 | 0 | bar: Availability G1
2025-01-11 05:00 | 31.8251 |  |  |  |  | 1272 | 0 | bar: Availability G1
2025-01-11 06:00 | 40.062 |  |  |  |  | 1272 | 0 | bar: Availability G1
2025-01-11 07:00 | 41.2287 |  |  |  |  | 1272 | 0 | bar: Availability G1
2025-01-11 08:00 | 32.083 |  |  |  |  | 1272 | 0 | bar: Availability G1
2025-01-11 09:00 | 38.3418 |  |  |  |  | 1272 | 0 | bar: Availability G1
2025-01-11 10:00 | 34.2049 |  |  |  |  | 1272 | 0 | bar: Availability G1
2025-01-11 11:00 | 31.9341 |  |  |  |  | 1272 | 0 | bar: Availability G1
2025-01-11 12:00 | 29.5694 |  |  |  |  | 1272 | 0 | bar: Availability G1
2025-01-11 13:00 | 29.4886 |  |  |  |  | 1272 | 0 | bar: Availability G1
2025-01-11 14:00 | 29.2401 |  |  |  |  | 1272 | 0 | bar: Availability G1
2025-01-11 15:00 | 28.333 |  |  |  |  | 1272 | 0 | bar: Availability G1
2025-01-11 16:00 | 28.333 |  |  |  |  | 1272 | 0 | bar: Availability G1
2025-01-11 17:00 | 48.194 |  |  |  |  | 1272 | 0 | bar: Availability G1
2025-01-11 18:00 | 48.8952 |  |  |  |  | 1272 | 0 | bar: Availability G1
2025-01-11 19:00 | 43.7409 |  |  |  |  | 1272 | 0 | bar: Availability G1
2025-01-11 20:00 | 34.5549 |  |  |  |  | 1272 | 0 | bar: Availability G1
2025-01-11 21:00 | 28.5529 |  |  |  |  | 1272 | 0 | bar: Availability G1
2025-01-11 22:00 | 28.5529 |  |  |  |  | 1272 | 0 | bar: Availability G1
2025-01-11 23:00 | 27.2694 |  |  |  |  | 1272 | 0 | bar: Availability G1
2025-01-12 | 26.9158 |  |  |  |  | 1272 | 0 | bar: Availability G1
2025-01-12 01:00 | 25.3873 |  |  |  |  | 1272 | 0 | bar: Availability G1
2025-01-12 02:00 | 25.3873 |  |  |  |  | 1272 | 0 | bar: Availability G1
2025-01-12 03:00 | 25.4472 |  |  |  |  | 1272 | 0 | bar: Availability G1
2025-01-12 04:00 | 25.8626 |  |  |  |  | 1272 | 0 | bar: Availability G1
2025-01-12 05:00 | 29.2401 |  |  |  |  | 1272 | 0 | bar: Availability G1
2025-01-12 06:00 | 42.9816 |  |  |  |  | 1272 | 0 | bar: Availability G1
2025-01-12 07:00 | 46.5119 |  |  |  |  | 1272 | 0 | bar: Availability G1
2025-01-12 08:00 | 35.7228 |  |  |  |  | 1272 | 0 | bar: Availability G1
2025-01-12 09:00 | 29.8119 |  |  |  |  | 1272 | 0 | bar: Availability G1
2025-01-12 10:00 | 29.2401 |  |  |  |  | 1272 | 0 | bar: Availability G1
2025-01-12 11:00 | 29.4078 |  |  |  |  | 1272 | 0 | bar: Availability G1
2025-01-12 12:00 | 29.2401 |  |  |  |  | 1272 | 0 | bar: Availability G1
2025-01-12 13:00 | 29.4078 |  |  |  |  | 1272 | 0 | bar: Availability G1
2025-01-12 14:00 | 27.7783 |  |  |  |  | 1272 | 0 | bar: Availability G1
2025-01-12 15:00 | 29.4078 |  |  |  |  | 1272 | 0 | bar: Availability G1
2025-01-12 16:00 | 31.9804 |  |  |  |  | 1272 | 0 | bar: Availability G1
2025-01-12 17:00 | 52.3374 |  |  |  |  | 1272 | 0 | bar: Availability G1
2025-01-12 18:00 | 58.1717 |  |  |  |  | 1272 | 0 | bar: Availability G1
2025-01-12 19:00 | 56.0477 |  |  |  |  | 1272 | 0 | bar: Availability G1
2025-01-12 20:00 | 46.0399 |  |  |  |  | 1272 | 0 | bar: Availability G1
2025-01-12 21:00 | 31.9804 |  |  |  |  | 1272 | 0 | bar: Availability G1
2025-01-12 22:00 | 29.6025 |  |  |  |  | 1272 | 0 | bar: Availability G1
2025-01-12 23:00 | 29.2401 |  |  |  |  | 1272 | 0 | bar: Availability G1
2025-01-13 | 27.7783 |  |  |  |  | 1272 | 0 | bar: Availability G1
2025-01-13 01:00 | 27.7448 |  |  |  |  | 1272 | 0 | bar: Availability G1
2025-01-13 02:00 | 27.7448 |  |  |  |  | 1272 | 0 | bar: Availability G1
2025-01-13 03:00 | 27.7448 |  |  |  |  | 1272 | 0 | bar: Availability G1
2025-01-13 04:00 | 27.7783 |  |  |  |  | 1272 | 0 | bar: Availability G1
2025-01-13 05:00 | 32.083 |  |  |  |  | 1272 | 0 | bar: Availability G1
2025-01-13 06:00 | 38.9259 |  |  |  |  | 1272 | 0 | bar: Availability G1
2025-01-13 07:00 | 43.5659 |  |  |  |  | 1272 | 0 | bar: Availability G1
2025-01-13 08:00 | 39.7212 |  |  |  |  | 1272 | 0 | bar: Availability G1
2025-01-13 09:00 | 36.5025 |  |  |  |  | 1272 | 0 | bar: Availability G1
2025-01-13 10:00 | 29.2401 |  |  |  |  | 1272 | 0 | bar: Availability G1
2025-01-13 11:00 | 29.2401 |  |  |  |  | 1272 | 0 | bar: Availability G1
2025-01-13 12:00 | 29.2401 |  |  |  |  | 1272 | 0 | bar: Availability G1
2025-01-13 13:00 | 29.2401 |  |  |  |  | 1272 | 0 | bar: Availability G1
2025-01-13 14:00 | 27.7783 |  |  |  |  | 1272 | 0 | bar: Availability G1
2025-01-13 15:00 | 28.2009 |  |  |  |  | 1272 | 0 | bar: Availability G1
2025-01-13 16:00 | 31.9804 |  |  |  |  | 1272 | 0 | bar: Availability G1
2025-01-13 17:00 | 53.6196 |  |  |  |  | 1272 | 0 | bar: Availability G1
2025-01-13 18:00 | 60.7969 |  |  |  |  | 1272 | 0 | bar: Availability G1
2025-01-13 19:00 | 60.2824 |  |  |  |  | 1272 | 0 | bar: Availability G1
2025-01-13 20:00 | 48.194 |  |  |  |  | 1272 | 0 | bar: Availability G1
2025-01-13 21:00 | 32.6014 |  |  |  |  | 1272 | 0 | bar: Availability G1
2025-01-13 22:00 | 31.0667 |  |  |  |  | 1272 | 0 | bar: Availability G1
2025-01-13 23:00 | 27.7448 |  |  |  |  | 1272 | 0 | bar: Availability G1
2025-01-14 | 27.7783 |  |  |  |  | 1272 | 0 | bar: Availability G1
2025-01-14 01:00 | 28.1062 |  |  |  |  | 1272 | 0 | bar: Availability G1
2025-01-14 02:00 | 28.1062 |  |  |  |  | 1272 | 0 | bar: Availability G1
2025-01-14 03:00 | 28.333 |  |  |  |  | 1272 | 0 | bar: Availability G1
2025-01-14 04:00 | 29.8118 |  |  |  |  | 1272 | 0 | bar: Availability G1
2025-01-14 05:00 | 31.0667 |  |  |  |  | 1272 | 0 | bar: Availability G1
2025-01-14 06:00 | 43.2663 |  |  |  |  | 1272 | 0 | bar: Availability G1
2025-01-14 07:00 | 52.3374 |  |  |  |  | 1272 | 0 | bar: Availability G1
2025-01-14 08:00 | 39.7212 |  |  |  |  | 1272 | 0 | bar: Availability G1
2025-01-14 09:00 | 35.3616 |  |  |  |  | 1272 | 0 | bar: Availability G1
2025-01-14 10:00 | 34.3253 |  |  |  |  | 1272 | 0 | bar: Availability G1
2025-01-14 11:00 | 31.9085 |  |  |  |  | 1272 | 0 | bar: Availability G1
2025-01-14 12:00 | 31.3713 |  |  |  |  | 1272 | 0 | bar: Availability G1
2025-01-14 13:00 | 29.9364 |  |  |  |  | 1272 | 0 | bar: Availability G1
2025-01-14 14:00 | 30.2172 |  |  |  |  | 1272 | 0 | bar: Availability G1
2025-01-14 15:00 | 31.9573 |  |  |  |  | 1272 | 0 | bar: Availability G1
2025-01-14 16:00 | 35.6502 |  |  |  |  | 1272 | 0 | bar: Availability G1
2025-01-14 17:00 | 56.2488 |  |  |  |  | 1272 | 0 | bar: Availability G1
2025-01-14 18:00 | 57.8952 |  |  |  |  | 1272 | 0 | bar: Availability G1
2025-01-14 19:00 | 54.6479 |  |  |  |  | 1272 | 0 | bar: Availability G1
2025-01-14 20:00 | 50.2648 |  |  |  |  | 1272 | 0 | bar: Availability G1
2025-01-14 21:00 | 35.4944 |  |  |  |  | 1272 | 0 | bar: Availability G1
2025-01-14 22:00 | 32.1703 |  |  |  |  | 1272 | 0 | bar: Availability G1
2025-01-14 23:00 | 29.5606 |  |  |  |  | 1272 | 0 | bar: Availability G1
2025-01-15 | 31.5416 |  |  |  |  | 1272 | 0 | bar: Availability G1
2025-01-15 01:00 | 29.6941 |  |  |  |  | 1272 | 0 | bar: Availability G1
2025-01-15 02:00 | 29.3368 |  |  |  |  | 1272 | 0 | bar: Availability G1
2025-01-15 03:00 | 29.6941 |  |  |  |  | 1272 | 0 | bar: Availability G1
2025-01-15 04:00 | 31.9804 |  |  |  |  | 1272 | 0 | bar: Availability G1
2025-01-15 05:00 | 33.7251 |  |  |  |  | 1272 | 0 | bar: Availability G1
2025-01-15 06:00 | 43.246 |  |  |  |  | 1272 | 0 | bar: Availability G1
2025-01-15 07:00 | 52.3374 |  |  |  |  | 1272 | 0 | bar: Availability G1
2025-01-15 08:00 | 37.7167 |  |  |  |  | 1272 | 0 | bar: Availability G1
2025-01-15 09:00 | 36.9226 |  |  |  |  | 1272 | 0 | bar: Availability G1
2025-01-15 10:00 | 32.1703 |  |  |  |  | 1272 | 0 | bar: Availability G1
2025-01-15 11:00 | 31.5047 |  |  |  |  | 1272 | 0 | bar: Availability G1
2025-01-15 12:00 | 31.38 |  |  |  |  | 1272 | 0 | bar: Availability G1
2025-01-15 13:00 | 29.5606 |  |  |  |  | 1272 | 0 | bar: Availability G1
2025-01-15 14:00 | 31.0831 |  |  |  |  | 1272 | 0 | bar: Availability G1
2025-01-15 15:00 | 31.5047 |  |  |  |  | 1272 | 0 | bar: Availability G1
2025-01-15 16:00 | 31.9804 |  |  |  |  | 1272 | 0 | bar: Availability G1
2025-01-15 17:00 | 53.4773 |  |  |  |  | 1272 | 0 | bar: Availability G1
2025-01-15 18:00 | 57.4202 |  |  |  |  | 1272 | 0 | bar: Availability G1
2025-01-15 19:00 | 52.3374 |  |  |  |  | 1272 | 0 | bar: Availability G1
2025-01-15 20:00 | 52.8381 |  |  |  |  | 1272 | 0 | bar: Availability G1
2025-01-15 21:00 | 38.3418 |  |  |  |  | 1272 | 0 | bar: Availability G1
2025-01-15 22:00 | 32.1703 |  |  |  |  | 1272 | 0 | bar: Availability G1
2025-01-15 23:00 | 29.637 |  |  |  |  | 1272 | 0 | bar: Availability G1
2025-01-16 | 27.7783 |  |  |  |  | 1272 | 0 | bar: Availability G1
2025-01-16 01:00 | 27.4971 |  |  |  |  | 1272 | 0 | bar: Availability G1
2025-01-16 02:00 | 27.7448 |  |  |  |  | 1272 | 0 | bar: Availability G1
2025-01-16 03:00 | 27.9478 |  |  |  |  | 1272 | 0 | bar: Availability G1
2025-01-16 04:00 | 29.731 |  |  |  |  | 1272 | 0 | bar: Availability G1
2025-01-16 05:00 | 30.1866 |  |  |  |  | 1272 | 0 | bar: Availability G1
2025-01-16 06:00 | 44.5886 |  |  |  |  | 1272 | 0 | bar: Availability G1
2025-01-16 07:00 | 48.7104 |  |  |  |  | 1272 | 0 | bar: Availability G1
2025-01-16 08:00 | 44.61 |  |  |  |  | 1272 | 0 | bar: Availability G1
2025-01-16 09:00 | 37.7167 |  |  |  |  | 1272 | 0 | bar: Availability G1
2025-01-16 10:00 | 35.4944 |  |  |  |  | 1272 | 0 | bar: Availability G1
2025-01-16 11:00 | 34.6205 |  |  |  |  | 1272 | 0 | bar: Availability G1
2025-01-16 12:00 | 32.2895 |  |  |  |  | 1272 | 0 | bar: Availability G1
2025-01-16 13:00 | 31.9804 |  |  |  |  | 1272 | 0 | bar: Availability G1
2025-01-16 14:00 | 31.9804 |  |  |  |  | 1272 | 0 | bar: Availability G1
2025-01-16 15:00 | 31.5047 |  |  |  |  | 1272 | 0 | bar: Availability G1
2025-01-16 16:00 | 32.083 |  |  |  |  | 1272 | 0 | bar: Availability G1
2025-01-16 17:00 | 51.0574 |  |  |  |  | 1272 | 0 | bar: Availability G1
2025-01-16 18:00 | 53.6196 |  |  |  |  | 1272 | 0 | bar: Availability G1
2025-01-16 19:00 | 48.2993 |  |  |  |  | 1272 | 0 | bar: Availability G1
2025-01-16 20:00 | 37.7763 |  |  |  |  | 1272 | 0 | bar: Availability G1
2025-01-16 21:00 | 34.6647 |  |  |  |  | 1272 | 0 | bar: Availability G1
2025-01-16 22:00 | 32.1703 |  |  |  |  | 1272 | 0 | bar: Availability G1
2025-01-16 23:00 | 30.1653 |  |  |  |  | 1272 | 0 | bar: Availability G1
2025-01-17 | 29.2401 |  |  |  |  | 1272 | 0 | bar: Availability G1
2025-01-17 01:00 | 27.7783 |  |  |  |  | 1272 | 0 | bar: Availability G1
2025-01-17 02:00 | 27.1843 |  |  |  |  | 1272 | 0 | bar: Availability G1
2025-01-17 03:00 | 27.7783 |  |  |  |  | 1272 | 0 | bar: Availability G1
2025-01-17 04:00 | 28.2009 |  |  |  |  | 1272 | 0 | bar: Availability G1
2025-01-17 05:00 | 30.4512 |  |  |  |  | 1272 | 0 | bar: Availability G1
2025-01-17 06:00 | 35.2261 |  |  |  |  | 1272 | 0 | bar: Availability G1
2025-01-17 07:00 | 44.5886 |  |  |  |  | 1272 | 0 | bar: Availability G1
2025-01-17 08:00 | 37.7167 |  |  |  |  | 1272 | 0 | bar: Availability G1
2025-01-17 09:00 | 32.0066 |  |  |  |  | 1272 | 0 | bar: Availability G1
2025-01-17 10:00 | 29.2401 |  |  |  |  | 1272 | 0 | bar: Availability G1
2025-01-17 11:00 | 28.333 |  |  |  |  | 1272 | 0 | bar: Availability G1
2025-01-17 12:00 | 29.4886 |  |  |  |  | 1272 | 0 | bar: Availability G1
2025-01-17 13:00 | 31.5047 |  |  |  |  | 1272 | 0 | bar: Availability G1
2025-01-17 14:00 | 31.4102 |  |  |  |  | 1272 | 0 | bar: Availability G1
2025-01-17 15:00 | 31.5047 |  |  |  |  | 1272 | 0 | bar: Availability G1
2025-01-17 16:00 | 29.6502 |  |  |  |  | 1272 | 0 | bar: Availability G1
2025-01-17 17:00 | 46.9667 |  |  |  |  | 1272 | 0 | bar: Availability G1
2025-01-17 18:00 | 48.194 |  |  |  |  | 1272 | 0 | bar: Availability G1
2025-01-17 19:00 | 47.5772 |  |  |  |  | 1272 | 0 | bar: Availability G1
2025-01-17 20:00 | 38.935 |  |  |  |  | 1272 | 0 | bar: Availability G1
2025-01-17 21:00 | 33.5159 |  |  |  |  | 1272 | 0 | bar: Availability G1
2025-01-17 22:00 | 31.6224 |  |  |  |  | 1272 | 0 | bar: Availability G1
2025-01-17 23:00 | 31.5047 |  |  |  |  | 1272 | 0 | bar: Availability G1
2025-01-18 | 29.6502 |  |  |  |  | 1272 | 0 | bar: Availability G1
2025-01-18 01:00 | 29.2401 |  |  |  |  | 1272 | 0 | bar: Availability G1
2025-01-18 02:00 | 26.6727 |  |  |  |  | 1272 | 0 | bar: Availability G1
2025-01-18 03:00 | 26.4376 |  |  |  |  | 1272 | 0 | bar: Availability G1
2025-01-18 04:00 | 29.2401 |  |  |  |  | 1272 | 0 | bar: Availability G1
2025-01-18 05:00 | 28.333 |  |  |  |  | 1272 | 0 | bar: Availability G1
2025-01-18 06:00 | 29.2401 |  |  |  |  | 1272 | 0 | bar: Availability G1
2025-01-18 07:00 | 29.5606 |  |  |  |  | 1272 | 0 | bar: Availability G1
2025-01-18 08:00 | 29.772 |  |  |  |  | 1272 | 0 | bar: Availability G1
2025-01-18 09:00 | 29.5606 |  |  |  |  | 1272 | 0 | bar: Availability G1
2025-01-18 10:00 | 28.333 |  |  |  |  | 1272 | 0 | bar: Availability G1
2025-01-18 11:00 | 28.333 |  |  |  |  | 1272 | 0 | bar: Availability G1
2025-01-18 12:00 | 28.333 |  |  |  |  | 1272 | 0 | bar: Availability G1
2025-01-18 13:00 | 28.333 |  |  |  |  | 1272 | 0 | bar: Availability G1
2025-01-18 14:00 | 28.333 |  |  |  |  | 1272 | 0 | bar: Availability G1
2025-01-18 15:00 | 28.1062 |  |  |  |  | 1272 | 0 | bar: Availability G1
2025-01-18 16:00 | 28.333 |  |  |  |  | 1272 | 0 | bar: Availability G1
2025-01-18 17:00 | 32.083 |  |  |  |  | 1272 | 0 | bar: Availability G1
2025-01-18 18:00 | 38.3004 |  |  |  |  | 1272 | 0 | bar: Availability G1
2025-01-18 19:00 | 38.168 |  |  |  |  | 1272 | 0 | bar: Availability G1
2025-01-18 20:00 | 32.083 |  |  |  |  | 1272 | 0 | bar: Availability G1
2025-01-18 21:00 | 29.0152 |  |  |  |  | 1272 | 0 | bar: Availability G1
2025-01-18 22:00 | 27.7783 |  |  |  |  | 1272 | 0 | bar: Availability G1
2025-01-18 23:00 | 25.9466 |  |  |  |  | 1272 | 0 | bar: Availability G1
2025-01-19 | 26.1069 |  |  |  |  | 1272 | 0 | bar: Availability G1
2025-01-19 01:00 | 25.2914 |  |  |  |  | 1272 | 0 | bar: Availability G1
2025-01-19 02:00 | 25.0099 |  |  |  |  | 1272 | 0 | bar: Availability G1
2025-01-19 03:00 | 24.5813 |  |  |  |  | 1272 | 0 | bar: Availability G1
2025-01-19 04:00 | 25.2914 |  |  |  |  | 1272 | 0 | bar: Availability G1
2025-01-19 05:00 | 28.593 |  |  |  |  | 1272 | 0 | bar: Availability G1
2025-01-19 06:00 | 32.083 |  |  |  |  | 1272 | 0 | bar: Availability G1
2025-01-19 07:00 | 32.083 |  |  |  |  | 1272 | 0 | bar: Availability G1
2025-01-19 08:00 | 32.083 |  |  |  |  | 1272 | 0 | bar: Availability G1
2025-01-19 09:00 | 32.083 |  |  |  |  | 1272 | 0 | bar: Availability G1
2025-01-19 10:00 | 29.2401 |  |  |  |  | 1272 | 0 | bar: Availability G1
2025-01-19 11:00 | 28.6916 |  |  |  |  | 1272 | 0 | bar: Availability G1
2025-01-19 12:00 | 28.6095 |  |  |  |  | 1272 | 0 | bar: Availability G1
2025-01-19 13:00 | 27.7783 |  |  |  |  | 1272 | 0 | bar: Availability G1
2025-01-19 14:00 | 27.7783 |  |  |  |  | 1272 | 0 | bar: Availability G1
2025-01-19 15:00 | 27.7783 |  |  |  |  | 1272 | 0 | bar: Availability G1
2025-01-19 16:00 | 29.2401 |  |  |  |  | 1272 | 0 | bar: Availability G1
2025-01-19 17:00 | 44.8642 |  |  |  |  | 1272 | 0 | bar: Availability G1
2025-01-19 18:00 | 54.3789 |  |  |  |  | 1272 | 0 | bar: Availability G1
2025-01-19 19:00 | 48.6821 |  |  |  |  | 1272 | 0 | bar: Availability G1
2025-01-19 20:00 | 35.6502 |  |  |  |  | 1272 | 0 | bar: Availability G1
2025-01-19 21:00 | 31.1741 |  |  |  |  | 1272 | 0 | bar: Availability G1
2025-01-19 22:00 | 29.5606 |  |  |  |  | 1272 | 0 | bar: Availability G1
2025-01-19 23:00 | 28.333 |  |  |  |  | 1272 | 0 | bar: Availability G1
2025-01-20 | 28.5529 |  |  |  |  | 1272 | 0 | bar: Availability G1
2025-01-20 01:00 | 27.7448 |  |  |  |  | 1272 | 0 | bar: Availability G1
2025-01-20 02:00 | 27.7448 |  |  |  |  | 1272 | 0 | bar: Availability G1
2025-01-20 03:00 | 27.7783 |  |  |  |  | 1272 | 0 | bar: Availability G1
2025-01-20 04:00 | 28.5529 |  |  |  |  | 1272 | 0 | bar: Availability G1
2025-01-20 05:00 | 28.9877 |  |  |  |  | 1272 | 0 | bar: Availability G1
2025-01-20 06:00 | 32.4261 |  |  |  |  | 1272 | 0 | bar: Availability G1
2025-01-20 07:00 | 35.4944 |  |  |  |  | 1272 | 0 | bar: Availability G1
2025-01-20 08:00 | 34.6647 |  |  |  |  | 1272 | 0 | bar: Availability G1
2025-01-20 09:00 | 35.4256 |  |  |  |  | 1272 | 0 | bar: Availability G1
2025-01-20 10:00 | 31.828 |  |  |  |  | 1272 | 0 | bar: Availability G1
2025-01-20 11:00 | 31.828 |  |  |  |  | 1272 | 0 | bar: Availability G1
2025-01-20 12:00 | 31.8389 |  |  |  |  | 1272 | 0 | bar: Availability G1
2025-01-20 13:00 | 32.083 |  |  |  |  | 1272 | 0 | bar: Availability G1
2025-01-20 14:00 | 31.5047 |  |  |  |  | 1272 | 0 | bar: Availability G1
2025-01-20 15:00 | 31.8389 |  |  |  |  | 1272 | 0 | bar: Availability G1
2025-01-20 16:00 | 35.8547 |  |  |  |  | 1272 | 0 | bar: Availability G1
2025-01-20 17:00 | 56.2488 |  |  |  |  | 1272 | 0 | bar: Availability G1
2025-01-20 18:00 | 58.7241 |  |  |  |  | 1272 | 0 | bar: Availability G1
2025-01-20 19:00 | 52.3374 |  |  |  |  | 1272 | 0 | bar: Availability G1
2025-01-20 20:00 | 47.9772 |  |  |  |  | 1272 | 0 | bar: Availability G1
2025-01-20 21:00 | 35.9657 |  |  |  |  | 1272 | 0 | bar: Availability G1
2025-01-20 22:00 | 31.0667 |  |  |  |  | 1272 | 0 | bar: Availability G1
2025-01-20 23:00 | 31.0667 |  |  |  |  | 1272 | 0 | bar: Availability G1
2025-01-21 | 29.5694 |  |  |  |  | 1272 | 0 | bar: Availability G1
2025-01-21 01:00 | 27.573 |  |  |  |  | 1272 | 0 | bar: Availability G1
2025-01-21 02:00 | 25.7416 |  |  |  |  | 1272 | 0 | bar: Availability G1
2025-01-21 03:00 | 27.4971 |  |  |  |  | 1272 | 0 | bar: Availability G1
2025-01-21 04:00 | 29.2401 |  |  |  |  | 1272 | 0 | bar: Availability G1
2025-01-21 05:00 | 31.9804 |  |  |  |  | 1272 | 0 | bar: Availability G1
2025-01-21 06:00 | 43.3972 |  |  |  |  | 1272 | 0 | bar: Availability G1
2025-01-21 07:00 | 52.3374 |  |  |  |  | 1272 | 0 | bar: Availability G1
2025-01-21 08:00 | 43.0303 |  |  |  |  | 1272 | 0 | bar: Availability G1
2025-01-21 09:00 | 37.7167 |  |  |  |  | 1272 | 0 | bar: Availability G1
2025-01-21 10:00 | 37.1958 |  |  |  |  | 1272 | 0 | bar: Availability G1
2025-01-21 11:00 | 33.0752 |  |  |  |  | 1272 | 0 | bar: Availability G1
2025-01-21 12:00 | 31.1741 |  |  |  |  | 1272 | 0 | bar: Availability G1
2025-01-21 13:00 | 31.0667 |  |  |  |  | 1272 | 0 | bar: Availability G1
2025-01-21 14:00 | 31.0667 |  |  |  |  | 1272 | 0 | bar: Availability G1
2025-01-21 15:00 | 29.4078 |  |  |  |  | 1272 | 0 | bar: Availability G1
2025-01-21 16:00 | 31.0667 |  |  |  |  | 1272 | 0 | bar: Availability G1
2025-01-21 17:00 | 52.1367 |  |  |  |  | 1272 | 0 | bar: Availability G1
2025-01-21 18:00 | 51.0433 |  |  |  |  | 1272 | 0 | bar: Availability G1
2025-01-21 19:00 | 48.0264 |  |  |  |  | 1272 | 0 | bar: Availability G1
2025-01-21 20:00 | 45.7802 |  |  |  |  | 1272 | 0 | bar: Availability G1
2025-01-21 21:00 | 33.1042 |  |  |  |  | 1272 | 0 | bar: Availability G1
2025-01-21 22:00 | 29.2401 |  |  |  |  | 1272 | 0 | bar: Availability G1
2025-01-21 23:00 | 29.2401 |  |  |  |  | 1272 | 0 | bar: Availability G1
2025-01-22 | 27.7783 |  |  |  |  | 1272 | 0 | bar: Availability G1
2025-01-22 01:00 | 27.6591 |  |  |  |  | 1272 | 0 | bar: Availability G1
2025-01-22 02:00 | 26.8553 |  |  |  |  | 1272 | 0 | bar: Availability G1
2025-01-22 03:00 | 26.8553 |  |  |  |  | 1272 | 0 | bar: Availability G1
2025-01-22 04:00 | 26.8553 |  |  |  |  | 1272 | 0 | bar: Availability G1
2025-01-22 05:00 | 29.2401 |  |  |  |  | 1272 | 0 | bar: Availability G1
2025-01-22 06:00 | 35.9657 |  |  |  |  | 1272 | 0 | bar: Availability G1
2025-01-22 07:00 | 47.1634 |  |  |  |  | 1272 | 0 | bar: Availability G1
2025-01-22 08:00 | 39.277 |  |  |  |  | 1272 | 0 | bar: Availability G1
2025-01-22 09:00 | 32.2895 |  |  |  |  | 1272 | 0 | bar: Availability G1
2025-01-22 10:00 | 31.8389 |  |  |  |  | 1272 | 0 | bar: Availability G1
2025-01-22 11:00 | 29.5606 |  |  |  |  | 1272 | 0 | bar: Availability G1
2025-01-22 12:00 | 29.2401 |  |  |  |  | 1272 | 0 | bar: Availability G1
2025-01-22 13:00 | 29.4078 |  |  |  |  | 1272 | 0 | bar: Availability G1
2025-01-22 14:00 | 29.5606 |  |  |  |  | 1272 | 0 | bar: Availability G1
2025-01-22 15:00 | 31.9804 |  |  |  |  | 1272 | 0 | bar: Availability G1
2025-01-22 16:00 | 36.3145 |  |  |  |  | 1272 | 0 | bar: Availability G1
2025-01-22 17:00 | 55.8068 |  |  |  |  | 1272 | 0 | bar: Availability G1
2025-01-22 18:00 | 60.0067 |  |  |  |  | 1272 | 0 | bar: Availability G1
2025-01-22 19:00 | 56.2488 |  |  |  |  | 1272 | 0 | bar: Availability G1
2025-01-22 20:00 | 49.2314 |  |  |  |  | 1272 | 0 | bar: Availability G1
2025-01-22 21:00 | 35.4944 |  |  |  |  | 1272 | 0 | bar: Availability G1
2025-01-22 22:00 | 32.201 |  |  |  |  | 1272 | 0 | bar: Availability G1
2025-01-22 23:00 | 32.1703 |  |  |  |  | 1272 | 0 | bar: Availability G1
2025-01-23 | 31.519 |  |  |  |  | 1272 | 0 | bar: Availability G1
2025-01-23 01:00 | 30.0142 |  |  |  |  | 1272 | 0 | bar: Availability G1
2025-01-23 02:00 | 29.772 |  |  |  |  | 1272 | 0 | bar: Availability G1
2025-01-23 03:00 | 30.0142 |  |  |  |  | 1272 | 0 | bar: Availability G1
2025-01-23 04:00 | 30.7568 |  |  |  |  | 1272 | 0 | bar: Availability G1
2025-01-23 05:00 | 32.1703 |  |  |  |  | 1272 | 0 | bar: Availability G1
2025-01-23 06:00 | 38.5674 |  |  |  |  | 1272 | 0 | bar: Availability G1
2025-01-23 07:00 | 48.7104 |  |  |  |  | 1272 | 0 | bar: Availability G1
2025-01-23 08:00 | 37.7763 |  |  |  |  | 1272 | 0 | bar: Availability G1
2025-01-23 09:00 | 35.2478 |  |  |  |  | 1272 | 0 | bar: Availability G1
2025-01-23 10:00 | 32.201 |  |  |  |  | 1272 | 0 | bar: Availability G1
2025-01-23 11:00 | 32.1703 |  |  |  |  | 1272 | 0 | bar: Availability G1
2025-01-23 12:00 | 31.8017 |  |  |  |  | 1272 | 0 | bar: Availability G1
2025-01-23 13:00 | 31.4102 |  |  |  |  | 1272 | 0 | bar: Availability G1
2025-01-23 14:00 | 31.4102 |  |  |  |  | 1272 | 0 | bar: Availability G1
2025-01-23 15:00 | 31.1741 |  |  |  |  | 1272 | 0 | bar: Availability G1
2025-01-23 16:00 | 31.9085 |  |  |  |  | 1272 | 0 | bar: Availability G1
2025-01-23 17:00 | 44.6517 |  |  |  |  | 1272 | 0 | bar: Availability G1
2025-01-23 18:00 | 49.1329 |  |  |  |  | 1272 | 0 | bar: Availability G1
2025-01-23 19:00 | 46.0399 |  |  |  |  | 1272 | 0 | bar: Availability G1
2025-01-23 20:00 | 35.6502 |  |  |  |  | 1272 | 0 | bar: Availability G1
2025-01-23 21:00 | 35.4944 |  |  |  |  | 1272 | 0 | bar: Availability G1
2025-01-23 22:00 | 32.1703 |  |  |  |  | 1272 | 0 | bar: Availability G1
2025-01-23 23:00 | 31.5047 |  |  |  |  | 1272 | 0 | bar: Availability G1
2025-01-24 | 31.0667 |  |  |  |  | 1272 | 0 | bar: Availability G1
2025-01-24 01:00 | 31.0667 |  |  |  |  | 1272 | 0 | bar: Availability G1
2025-01-24 02:00 | 29.772 |  |  |  |  | 1272 | 0 | bar: Availability G1
2025-01-24 03:00 | 31.0667 |  |  |  |  | 1272 | 0 | bar: Availability G1
2025-01-24 04:00 | 31.0667 |  |  |  |  | 1272 | 0 | bar: Availability G1
2025-01-24 05:00 | 33.6357 |  |  |  |  | 1272 | 0 | bar: Availability G1
2025-01-24 06:00 | 46.0399 |  |  |  |  | 1272 | 0 | bar: Availability G1
2025-01-24 07:00 | 52.3374 |  |  |  |  | 1272 | 0 | bar: Availability G1
2025-01-24 08:00 | 40.4584 |  |  |  |  | 1272 | 0 | bar: Availability G1
2025-01-24 09:00 | 39.8579 |  |  |  |  | 1272 | 0 | bar: Availability G1
2025-01-24 10:00 | 35.4944 |  |  |  |  | 1272 | 0 | bar: Availability G1
2025-01-24 11:00 | 32.9477 |  |  |  |  | 1272 | 0 | bar: Availability G1
2025-01-24 12:00 | 31.9804 |  |  |  |  | 1272 | 0 | bar: Availability G1
2025-01-24 13:00 | 31.5047 |  |  |  |  | 1272 | 0 | bar: Availability G1
2025-01-24 14:00 | 29.4886 |  |  |  |  | 1272 | 0 | bar: Availability G1
2025-01-24 15:00 | 29.3368 |  |  |  |  | 1272 | 0 | bar: Availability G1
2025-01-24 16:00 | 31.8664 |  |  |  |  | 1272 | 0 | bar: Availability G1
2025-01-24 17:00 | 48.194 |  |  |  |  | 1272 | 0 | bar: Availability G1
2025-01-24 18:00 | 46.1657 |  |  |  |  | 1272 | 0 | bar: Availability G1
2025-01-24 19:00 | 45.6358 |  |  |  |  | 1272 | 0 | bar: Availability G1
2025-01-24 20:00 | 35.6502 |  |  |  |  | 1272 | 0 | bar: Availability G1
2025-01-24 21:00 | 32.083 |  |  |  |  | 1272 | 0 | bar: Availability G1
2025-01-24 22:00 | 29.5606 |  |  |  |  | 1272 | 0 | bar: Availability G1
2025-01-24 23:00 | 29.3368 |  |  |  |  | 1272 | 0 | bar: Availability G1
2025-01-25 | 29.772 |  |  |  |  | 1272 | 0 | bar: Availability G1
2025-01-25 01:00 | 29.772 |  |  |  |  | 1272 | 0 | bar: Availability G1
2025-01-25 02:00 | 29.5606 |  |  |  |  | 1272 | 0 | bar: Availability G1
2025-01-25 03:00 | 29.6063 |  |  |  |  | 1272 | 0 | bar: Availability G1
2025-01-25 04:00 | 29.6502 |  |  |  |  | 1272 | 0 | bar: Availability G1
2025-01-25 05:00 | 32.083 |  |  |  |  | 1272 | 0 | bar: Availability G1
2025-01-25 06:00 | 39.1614 |  |  |  |  | 1272 | 0 | bar: Availability G1
2025-01-25 07:00 | 47.1839 |  |  |  |  | 1272 | 0 | bar: Availability G1
2025-01-25 08:00 | 39.9817 |  |  |  |  | 1272 | 0 | bar: Availability G1
2025-01-25 09:00 | 35.4944 |  |  |  |  | 1272 | 0 | bar: Availability G1
2025-01-25 10:00 | 32.083 |  |  |  |  | 1272 | 0 | bar: Availability G1
2025-01-25 11:00 | 31.5047 |  |  |  |  | 1272 | 0 | bar: Availability G1
2025-01-25 12:00 | 31.0667 |  |  |  |  | 1272 | 0 | bar: Availability G1
2025-01-25 13:00 | 30.1475 |  |  |  |  | 1272 | 0 | bar: Availability G1
2025-01-25 14:00 | 31.4102 |  |  |  |  | 1272 | 0 | bar: Availability G1
2025-01-25 15:00 | 31.0667 |  |  |  |  | 1272 | 0 | bar: Availability G1
2025-01-25 16:00 | 33.4774 |  |  |  |  | 1272 | 0 | bar: Availability G1
2025-01-25 17:00 | 38.715 |  |  |  |  | 1272 | 0 | bar: Availability G1
2025-01-25 18:00 | 47.1634 |  |  |  |  | 1272 | 0 | bar: Availability G1
2025-01-25 19:00 | 41.2952 |  |  |  |  | 1272 | 0 | bar: Availability G1
2025-01-25 20:00 | 35.4944 |  |  |  |  | 1272 | 0 | bar: Availability G1
2025-01-25 21:00 | 32.083 |  |  |  |  | 1272 | 0 | bar: Availability G1
2025-01-25 22:00 | 30.2391 |  |  |  |  | 1272 | 0 | bar: Availability G1
2025-01-25 23:00 | 29.5606 |  |  |  |  | 1272 | 0 | bar: Availability G1
2025-01-26 | 29.3368 |  |  |  |  | 1272 | 0 | bar: Availability G1
2025-01-26 01:00 | 29.3368 |  |  |  |  | 1272 | 0 | bar: Availability G1
2025-01-26 02:00 | 29.6502 |  |  |  |  | 1272 | 0 | bar: Availability G1
2025-01-26 03:00 | 32.2895 |  |  |  |  | 1272 | 0 | bar: Availability G1
2025-01-26 04:00 | 33.0717 |  |  |  |  | 1272 | 0 | bar: Availability G1
2025-01-26 05:00 | 34.7619 |  |  |  |  | 1272 | 0 | bar: Availability G1
2025-01-26 06:00 | 46.6623 |  |  |  |  | 1272 | 0 | bar: Availability G1
2025-01-26 07:00 | 47.1634 |  |  |  |  | 1272 | 0 | bar: Availability G1
2025-01-26 08:00 | 45.9657 |  |  |  |  | 1272 | 0 | bar: Availability G1
2025-01-26 09:00 | 38.5246 |  |  |  |  | 1272 | 0 | bar: Availability G1
2025-01-26 10:00 | 36.3721 |  |  |  |  | 1272 | 0 | bar: Availability G1
2025-01-26 11:00 | 52.8381 |  |  |  |  | 1272 | 0 | bar: Availability G1
2025-01-26 12:00 | 36.2257 |  |  |  |  | 1272 | 0 | bar: Availability G1
2025-01-26 13:00 | 35.4944 |  |  |  |  | 1272 | 0 | bar: Availability G1
2025-01-26 14:00 | 34.2544 |  |  |  |  | 1272 | 0 | bar: Availability G1
2025-01-26 15:00 | 35.6502 |  |  |  |  | 1272 | 0 | bar: Availability G1
2025-01-26 16:00 | 37.6969 |  |  |  |  | 1272 | 0 | bar: Availability G1
2025-01-26 17:00 | 54.8139 |  |  |  |  | 1272 | 0 | bar: Availability G1
2025-01-26 18:00 | 60.6232 |  |  |  |  | 1272 | 0 | bar: Availability G1
2025-01-26 19:00 | 53.6196 |  |  |  |  | 1272 | 0 | bar: Availability G1
2025-01-26 20:00 | 46.0399 |  |  |  |  | 1272 | 0 | bar: Availability G1
2025-01-26 21:00 | 33.0752 |  |  |  |  | 1272 | 0 | bar: Availability G1
2025-01-26 22:00 | 31.9804 |  |  |  |  | 1272 | 0 | bar: Availability G1
2025-01-26 23:00 | 31.0667 |  |  |  |  | 1272 | 0 | bar: Availability G1
2025-01-27 | 31.0667 |  |  |  |  | 1272 | 0 | bar: Availability G1
2025-01-27 01:00 | 31.0667 |  |  |  |  | 1272 | 0 | bar: Availability G1
2025-01-27 02:00 | 31.0667 |  |  |  |  | 1272 | 0 | bar: Availability G1
2025-01-27 03:00 | 31.0667 |  |  |  |  | 1272 | 0 | bar: Availability G1
2025-01-27 04:00 | 31.0667 |  |  |  |  | 1272 | 0 | bar: Availability G1
2025-01-27 05:00 | 39.7987 |  |  |  |  | 1272 | 0 | bar: Availability G1
2025-01-27 06:00 | 56.2488 |  |  |  |  | 1272 | 0 | bar: Availability G1
2025-01-27 07:00 | 56.2488 |  |  |  |  | 1272 | 0 | bar: Availability G1
2025-01-27 08:00 | 47.8507 |  |  |  |  | 1272 | 0 | bar: Availability G1
2025-01-27 09:00 | 41.9649 |  |  |  |  | 1272 | 0 | bar: Availability G1
2025-01-27 10:00 | 32.2895 |  |  |  |  | 1272 | 0 | bar: Availability G1
2025-01-27 11:00 | 31.7212 |  |  |  |  | 1272 | 0 | bar: Availability G1
2025-01-27 12:00 | 31.4102 |  |  |  |  | 1272 | 0 | bar: Availability G1
2025-01-27 13:00 | 31.0667 |  |  |  |  | 1272 | 0 | bar: Availability G1
2025-01-27 14:00 | 30.0504 |  |  |  |  | 1272 | 0 | bar: Availability G1
2025-01-27 15:00 | 30.1475 |  |  |  |  | 1272 | 0 | bar: Availability G1
2025-01-27 16:00 | 31.5051 |  |  |  |  | 1272 | 0 | bar: Availability G1
2025-01-27 17:00 | 47.1634 |  |  |  |  | 1272 | 0 | bar: Availability G1
2025-01-27 18:00 | 52.8381 |  |  |  |  | 1272 | 0 | bar: Availability G1
2025-01-27 19:00 | 53.7234 |  |  |  |  | 1272 | 0 | bar: Availability G1
2025-01-27 20:00 | 36.4097 |  |  |  |  | 1272 | 0 | bar: Availability G1
2025-01-27 21:00 | 31.5047 |  |  |  |  | 1272 | 0 | bar: Availability G1
2025-01-27 22:00 | 31.5047 |  |  |  |  | 1272 | 0 | bar: Availability G1
2025-01-27 23:00 | 31.4102 |  |  |  |  | 1272 | 0 | bar: Availability G1
2025-01-28 | 26.8347 |  |  |  |  | 1272 | 0 | bar: Availability G1
2025-01-28 01:00 | 26.9 |  |  |  |  | 1272 | 0 | bar: Availability G1
2025-01-28 02:00 | 26.9 |  |  |  |  | 1272 | 0 | bar: Availability G1
2025-01-28 03:00 | 27.573 |  |  |  |  | 1272 | 0 | bar: Availability G1
2025-01-28 04:00 | 28.333 |  |  |  |  | 1272 | 0 | bar: Availability G1
2025-01-28 05:00 | 31.6012 |  |  |  |  | 1272 | 0 | bar: Availability G1
2025-01-28 06:00 | 47.3788 |  |  |  |  | 1272 | 0 | bar: Availability G1
2025-01-28 07:00 | 51.5842 |  |  |  |  | 1272 | 0 | bar: Availability G1
2025-01-28 08:00 | 32.1081 |  |  |  |  | 1272 | 0 | bar: Availability G1
2025-01-28 09:00 | 29.2401 |  |  |  |  | 1272 | 0 | bar: Availability G1
2025-01-28 10:00 | 29.2401 |  |  |  |  | 1272 | 0 | bar: Availability G1
2025-01-28 11:00 | 29.2401 |  |  |  |  | 1272 | 0 | bar: Availability G1
2025-01-28 12:00 | 29.2401 |  |  |  |  | 1272 | 0 | bar: Availability G1
2025-01-28 13:00 | 28.333 |  |  |  |  | 1272 | 0 | bar: Availability G1
2025-01-28 14:00 | 29.4886 |  |  |  |  | 1272 | 0 | bar: Availability G1
2025-01-28 15:00 | 29.5694 |  |  |  |  | 1272 | 0 | bar: Availability G1
2025-01-28 16:00 | 29.6502 |  |  |  |  | 1272 | 0 | bar: Availability G1
2025-01-28 17:00 | 51.2314 |  |  |  |  | 1272 | 0 | bar: Availability G1
2025-01-28 18:00 | 56.2488 |  |  |  |  | 1272 | 0 | bar: Availability G1
2025-01-28 19:00 | 47.1634 |  |  |  |  | 1272 | 0 | bar: Availability G1
2025-01-28 20:00 | 32.083 |  |  |  |  | 1272 | 0 | bar: Availability G1
2025-01-28 21:00 | 29.2401 |  |  |  |  | 1272 | 0 | bar: Availability G1
2025-01-28 22:00 | 27.6591 |  |  |  |  | 1272 | 0 | bar: Availability G1
2025-01-28 23:00 | 26.0411 |  |  |  |  | 1272 | 0 | bar: Availability G1
2025-01-29 | 26.0411 |  |  |  |  | 1272 | 0 | bar: Availability G1
2025-01-29 01:00 | 26.36 |  |  |  |  | 1272 | 0 | bar: Availability G1
2025-01-29 02:00 | 26.4376 |  |  |  |  | 1272 | 0 | bar: Availability G1
2025-01-29 03:00 | 27.7448 |  |  |  |  | 1272 | 0 | bar: Availability G1
2025-01-29 04:00 | 29.2401 |  |  |  |  | 1272 | 0 | bar: Availability G1
2025-01-29 05:00 | 32.083 |  |  |  |  | 1272 | 0 | bar: Availability G1
2025-01-29 06:00 | 45.3053 |  |  |  |  | 1272 | 0 | bar: Availability G1
2025-01-29 07:00 | 54.0496 |  |  |  |  | 1272 | 0 | bar: Availability G1
2025-01-29 08:00 | 44.61 |  |  |  |  | 1272 | 0 | bar: Availability G1
2025-01-29 09:00 | 41.2863 |  |  |  |  | 1272 | 0 | bar: Availability G1
2025-01-29 10:00 | 34.1226 |  |  |  |  | 1272 | 0 | bar: Availability G1
2025-01-29 11:00 | 32.083 |  |  |  |  | 1272 | 0 | bar: Availability G1
2025-01-29 12:00 | 29.2401 |  |  |  |  | 1272 | 0 | bar: Availability G1
2025-01-29 13:00 | 29.2401 |  |  |  |  | 1272 | 0 | bar: Availability G1
2025-01-29 14:00 | 31.1741 |  |  |  |  | 1272 | 0 | bar: Availability G1
2025-01-29 15:00 | 31.9804 |  |  |  |  | 1272 | 0 | bar: Availability G1
2025-01-29 16:00 | 35.4944 |  |  |  |  | 1272 | 0 | bar: Availability G1
2025-01-29 17:00 | 55.6207 |  |  |  |  | 1272 | 0 | bar: Availability G1
2025-01-29 18:00 | 55.6207 |  |  |  |  | 1272 | 0 | bar: Availability G1
2025-01-29 19:00 | 48.9567 |  |  |  |  | 1272 | 0 | bar: Availability G1
2025-01-29 20:00 | 44.6099 |  |  |  |  | 1272 | 0 | bar: Availability G1
2025-01-29 21:00 | 33.145 |  |  |  |  | 1272 | 0 | bar: Availability G1
2025-01-29 22:00 | 30.4789 |  |  |  |  | 1272 | 0 | bar: Availability G1
2025-01-29 23:00 | 29.637 |  |  |  |  | 1272 | 0 | bar: Availability G1
2025-01-30 | 27.7783 |  |  |  |  | 1272 | 0 | bar: Availability G1
2025-01-30 01:00 | 27.7448 |  |  |  |  | 1272 | 0 | bar: Availability G1
2025-01-30 02:00 | 27.7448 |  |  |  |  | 1272 | 0 | bar: Availability G1
2025-01-30 03:00 | 27.7783 |  |  |  |  | 1272 | 0 | bar: Availability G1
2025-01-30 04:00 | 29.2401 |  |  |  |  | 1272 | 0 | bar: Availability G1
2025-01-30 05:00 | 30.2172 |  |  |  |  | 1272 | 0 | bar: Availability G1
2025-01-30 06:00 | 43.3972 |  |  |  |  | 1272 | 0 | bar: Availability G1
2025-01-30 07:00 | 50.1168 |  |  |  |  | 1272 | 0 | bar: Availability G1
2025-01-30 08:00 | 39.8579 |  |  |  |  | 1272 | 0 | bar: Availability G1
2025-01-30 09:00 | 36.491 |  |  |  |  | 1272 | 0 | bar: Availability G1
2025-01-30 10:00 | 35.9657 |  |  |  |  | 1272 | 0 | bar: Availability G1
2025-01-30 11:00 | 32.614 |  |  |  |  | 1272 | 0 | bar: Availability G1
2025-01-30 12:00 | 32.2895 |  |  |  |  | 1272 | 0 | bar: Availability G1
2025-01-30 13:00 | 32.083 |  |  |  |  | 1272 | 0 | bar: Availability G1
2025-01-30 14:00 | 32.2895 |  |  |  |  | 1272 | 0 | bar: Availability G1
2025-01-30 15:00 | 31.5047 |  |  |  |  | 1272 | 0 | bar: Availability G1
2025-01-30 16:00 | 34.4703 |  |  |  |  | 1272 | 0 | bar: Availability G1
2025-01-30 17:00 | 53.0231 |  |  |  |  | 1272 | 0 | bar: Availability G1
2025-01-30 18:00 | 53.2105 |  |  |  |  | 1272 | 0 | bar: Availability G1
2025-01-30 19:00 | 48.1729 |  |  |  |  | 1272 | 0 | bar: Availability G1
2025-01-30 20:00 | 33.8052 |  |  |  |  | 1272 | 0 | bar: Availability G1
2025-01-30 21:00 | 32.083 |  |  |  |  | 1272 | 0 | bar: Availability G1
2025-01-30 22:00 | 31.5047 |  |  |  |  | 1272 | 0 | bar: Availability G1
2025-01-30 23:00 | 29.731 |  |  |  |  | 1272 | 0 | bar: Availability G1
2025-01-31 | 29.5694 |  |  |  |  | 1272 | 0 | bar: Availability G1
2025-01-31 01:00 | 26.554 |  |  |  |  | 1272 | 0 | bar: Availability G1
2025-01-31 02:00 | 25.9466 |  |  |  |  | 1272 | 0 | bar: Availability G1
2025-01-31 03:00 | 25.9466 |  |  |  |  | 1272 | 0 | bar: Availability G1
2025-01-31 04:00 | 26.4376 |  |  |  |  | 1272 | 0 | bar: Availability G1
2025-01-31 05:00 | 27.7783 |  |  |  |  | 1272 | 0 | bar: Availability G1
2025-01-31 06:00 | 32.4827 |  |  |  |  | 1272 | 0 | bar: Availability G1
2025-01-31 07:00 | 42.4445 |  |  |  |  | 1272 | 0 | bar: Availability G1
2025-01-31 08:00 | 38.3418 |  |  |  |  | 1272 | 0 | bar: Availability G1
2025-01-31 09:00 | 31.5047 |  |  |  |  | 1272 | 0 | bar: Availability G1
2025-01-31 10:00 | 29.2401 |  |  |  |  | 1272 | 0 | bar: Availability G1
2025-01-31 11:00 | 28.333 |  |  |  |  | 1272 | 0 | bar: Availability G1
2025-01-31 12:00 | 28.333 |  |  |  |  | 1272 | 0 | bar: Availability G1
2025-01-31 13:00 | 28.333 |  |  |  |  | 1272 | 0 | bar: Availability G1
2025-01-31 14:00 | 29.2401 |  |  |  |  | 1272 | 0 | bar: Availability G1
2025-01-31 15:00 | 29.5606 |  |  |  |  | 1272 | 0 | bar: Availability G1
2025-01-31 16:00 | 28.333 |  |  |  |  | 1272 | 0 | bar: Availability G1
2025-01-31 17:00 | 32.083 |  |  |  |  | 1272 | 0 | bar: Availability G1
2025-01-31 18:00 | 44.6099 |  |  |  |  | 1272 | 0 | bar: Availability G1
2025-01-31 19:00 | 43.9408 |  |  |  |  | 1272 | 0 | bar: Availability G1
2025-01-31 20:00 | 34.8297 |  |  |  |  | 1272 | 0 | bar: Availability G1
2025-01-31 21:00 | 30.5484 |  |  |  |  | 1272 | 0 | bar: Availability G1
2025-01-31 22:00 | 28.1062 |  |  |  |  | 1272 | 0 | bar: Availability G1
2025-01-31 23:00 | 28.1062 |  |  |  |  | 1272 | 0 | bar: Availability G1
2025-02-01 | 28.1031 |  |  |  |  | 1160.4503 | 0 | bar: Availability G1
2025-02-01 01:00 | 26.7578 |  |  |  |  | 1160.4503 | 0 | bar: Availability G1
2025-02-01 02:00 | 26.7578 |  |  |  |  | 1160.4503 | 0 | bar: Availability G1
2025-02-01 03:00 | 27.63 |  |  |  |  | 1160.4503 | 0 | bar: Availability G1
2025-02-01 04:00 | 28.1031 |  |  |  |  | 1160.4503 | 0 | bar: Availability G1
2025-02-01 05:00 | 30.2172 |  |  |  |  | 1160.4503 | 0 | bar: Availability G1
2025-02-01 06:00 | 39.9868 |  |  |  |  | 1160.4503 | 0 | bar: Availability G1
2025-02-01 07:00 | 44.5105 |  |  |  |  | 1160.4503 | 0 | bar: Availability G1
2025-02-01 08:00 | 39.9914 |  |  |  |  | 1160.4503 | 0 | bar: Availability G1
2025-02-01 09:00 | 31.1421 |  |  |  |  | 1160.4503 | 0 | bar: Availability G1
2025-02-01 10:00 | 28.2628 |  |  |  |  | 1160.4503 | 0 | bar: Availability G1
2025-02-01 11:00 | 27.1184 |  |  |  |  | 1160.4503 | 0 | bar: Availability G1
2025-02-01 12:00 | 27.1184 |  |  |  |  | 1160.4503 | 0 | bar: Availability G1
2025-02-01 13:00 | 27.1184 |  |  |  |  | 1160.4503 | 0 | bar: Availability G1
2025-02-01 14:00 | 27.1184 |  |  |  |  | 1160.4503 | 0 | bar: Availability G1
2025-02-01 15:00 | 30.8073 |  |  |  |  | 1160.4503 | 0 | bar: Availability G1
2025-02-01 16:00 | 35.2369 |  |  |  |  | 1160.4503 | 0 | bar: Availability G1
2025-02-01 17:00 | 46.5205 |  |  |  |  | 1160.4503 | 0 | bar: Availability G1
2025-02-01 18:00 | 56.6979 |  |  |  |  | 1160.4503 | 0 | bar: Availability G1
2025-02-01 19:00 | 56.9053 |  |  |  |  | 1160.4503 | 0 | bar: Availability G1
2025-02-01 20:00 | 53.6722 |  |  |  |  | 1160.4503 | 0 | bar: Availability G1
2025-02-01 21:00 | 40.1129 |  |  |  |  | 1160.4503 | 0 | bar: Availability G1
2025-02-01 22:00 | 34.1532 |  |  |  |  | 1160.4503 | 0 | bar: Availability G1
2025-02-01 23:00 | 30.8157 |  |  |  |  | 1160.4503 | 0 | bar: Availability G1
2025-02-02 | 26.7578 |  |  |  |  | 1160.4503 | 0 | bar: Availability G1
2025-02-02 01:00 | 26.7047 |  |  |  |  | 1160.4503 | 0 | bar: Availability G1
2025-02-02 02:00 | 26.7578 |  |  |  |  | 1160.4503 | 0 | bar: Availability G1
2025-02-02 03:00 | 26.803 |  |  |  |  | 1160.4503 | 0 | bar: Availability G1
2025-02-02 04:00 | 28.5703 |  |  |  |  | 1160.4503 | 0 | bar: Availability G1
2025-02-02 05:00 | 28.5703 |  |  |  |  | 1160.4503 | 0 | bar: Availability G1
2025-02-02 06:00 | 30.8073 |  |  |  |  | 1160.4503 | 0 | bar: Availability G1
2025-02-02 07:00 | 38.2487 |  |  |  |  | 1160.4503 | 0 | bar: Availability G1
2025-02-02 08:00 | 32.9008 |  |  |  |  | 1160.4503 | 0 | bar: Availability G1
2025-02-02 09:00 | 30.726 |  |  |  |  | 1160.4503 | 0 | bar: Availability G1
2025-02-02 10:00 | 28.1031 |  |  |  |  | 1160.4503 | 0 | bar: Availability G1
2025-02-02 11:00 | 28.1031 |  |  |  |  | 1160.4503 | 0 | bar: Availability G1
2025-02-02 12:00 | 28.1031 |  |  |  |  | 1160.4503 | 0 | bar: Availability G1
2025-02-02 13:00 | 28.1031 |  |  |  |  | 1160.4503 | 0 | bar: Availability G1
2025-02-02 14:00 | 28.2795 |  |  |  |  | 1160.4503 | 0 | bar: Availability G1
2025-02-02 15:00 | 28.3396 |  |  |  |  | 1160.4503 | 0 | bar: Availability G1
2025-02-02 16:00 | 30.8073 |  |  |  |  | 1160.4503 | 0 | bar: Availability G1
2025-02-02 17:00 | 42.5817 |  |  |  |  | 1160.4503 | 0 | bar: Availability G1
2025-02-02 18:00 | 54.3175 |  |  |  |  | 1160.4503 | 0 | bar: Availability G1
2025-02-02 19:00 | 51.2269 |  |  |  |  | 1160.4503 | 0 | bar: Availability G1
2025-02-02 20:00 | 35.6502 |  |  |  |  | 1160.4503 | 0 | bar: Availability G1
2025-02-02 21:00 | 30.8073 |  |  |  |  | 1160.4503 | 0 | bar: Availability G1
2025-02-02 22:00 | 28.1031 |  |  |  |  | 1160.4503 | 0 | bar: Availability G1
2025-02-02 23:00 | 26.7047 |  |  |  |  | 1160.4503 | 0 | bar: Availability G1
2025-02-03 | 26.562 |  |  |  |  | 1160.4503 | 0 | bar: Availability G1
2025-02-03 01:00 | 26.562 |  |  |  |  | 1160.4503 | 0 | bar: Availability G1
2025-02-03 02:00 | 26.803 |  |  |  |  | 1160.4503 | 0 | bar: Availability G1
2025-02-03 03:00 | 26.7047 |  |  |  |  | 1160.4503 | 0 | bar: Availability G1
2025-02-03 04:00 | 27.1843 |  |  |  |  | 1160.4503 | 0 | bar: Availability G1
2025-02-03 05:00 | 27.5069 |  |  |  |  | 1160.4503 | 0 | bar: Availability G1
2025-02-03 06:00 | 41.5123 |  |  |  |  | 1160.4503 | 0 | bar: Availability G1
2025-02-03 07:00 | 39.6365 |  |  |  |  | 1160.4503 | 0 | bar: Availability G1
2025-02-03 08:00 | 39.5758 |  |  |  |  | 1160.4503 | 0 | bar: Availability G1
2025-02-03 09:00 | 35.5099 |  |  |  |  | 1160.4503 | 0 | bar: Availability G1
2025-02-03 10:00 | 35.2369 |  |  |  |  | 1160.4503 | 0 | bar: Availability G1
2025-02-03 11:00 | 34.0524 |  |  |  |  | 1160.4503 | 0 | bar: Availability G1
2025-02-03 12:00 | 34.0524 |  |  |  |  | 1160.4503 | 0 | bar: Availability G1
2025-02-03 13:00 | 34.9263 |  |  |  |  | 1160.4503 | 0 | bar: Availability G1
2025-02-03 14:00 | 34.9263 |  |  |  |  | 1160.4503 | 0 | bar: Availability G1
2025-02-03 15:00 | 31.6912 |  |  |  |  | 1160.4503 | 0 | bar: Availability G1
2025-02-03 16:00 | 35.0143 |  |  |  |  | 1160.4503 | 0 | bar: Availability G1
2025-02-03 17:00 | 39.4765 |  |  |  |  | 1160.4503 | 0 | bar: Availability G1
2025-02-03 18:00 | 54.6617 |  |  |  |  | 1160.4503 | 0 | bar: Availability G1
2025-02-03 19:00 | 51.9152 |  |  |  |  | 1160.4503 | 0 | bar: Availability G1
2025-02-03 20:00 | 47.418 |  |  |  |  | 1160.4503 | 0 | bar: Availability G1
2025-02-03 21:00 | 34.0524 |  |  |  |  | 1160.4503 | 0 | bar: Availability G1
2025-02-03 22:00 | 30.8073 |  |  |  |  | 1160.4503 | 0 | bar: Availability G1
2025-02-03 23:00 | 31.8758 |  |  |  |  | 1160.4503 | 0 | bar: Availability G1
2025-02-04 | 27.3097 |  |  |  |  | 1160.4503 | 0 | bar: Availability G1
2025-02-04 01:00 | 28.1031 |  |  |  |  | 1160.4503 | 0 | bar: Availability G1
2025-02-04 02:00 | 28.1031 |  |  |  |  | 1160.4503 | 0 | bar: Availability G1
2025-02-04 03:00 | 27.3097 |  |  |  |  | 1160.4503 | 0 | bar: Availability G1
2025-02-04 04:00 | 28.4165 |  |  |  |  | 1160.4503 | 0 | bar: Availability G1
2025-02-04 05:00 | 31.5426 |  |  |  |  | 1160.4503 | 0 | bar: Availability G1
2025-02-04 06:00 | 41.8343 |  |  |  |  | 1160.4503 | 0 | bar: Availability G1
2025-02-04 07:00 | 44.1491 |  |  |  |  | 1160.4503 | 0 | bar: Availability G1
2025-02-04 08:00 | 35.8625 |  |  |  |  | 1160.4503 | 0 | bar: Availability G1
2025-02-04 09:00 | 35.2369 |  |  |  |  | 1160.4503 | 0 | bar: Availability G1
2025-02-04 10:00 | 31.5347 |  |  |  |  | 1160.4503 | 0 | bar: Availability G1
2025-02-04 11:00 | 30.6157 |  |  |  |  | 1160.4503 | 0 | bar: Availability G1
2025-02-04 12:00 | 30.4717 |  |  |  |  | 1160.4503 | 0 | bar: Availability G1
2025-02-04 13:00 | 30.4717 |  |  |  |  | 1160.4503 | 0 | bar: Availability G1
2025-02-04 14:00 | 30.3256 |  |  |  |  | 1160.4503 | 0 | bar: Availability G1
2025-02-04 15:00 | 28.2795 |  |  |  |  | 1160.4503 | 0 | bar: Availability G1
2025-02-04 16:00 | 28.1951 |  |  |  |  | 1160.4503 | 0 | bar: Availability G1
2025-02-04 17:00 | 31.1741 |  |  |  |  | 1160.4503 | 0 | bar: Availability G1
2025-02-04 18:00 | 43.4229 |  |  |  |  | 1160.4503 | 0 | bar: Availability G1
2025-02-04 19:00 | 42.13 |  |  |  |  | 1160.4503 | 0 | bar: Availability G1
2025-02-04 20:00 | 32.5288 |  |  |  |  | 1160.4503 | 0 | bar: Availability G1
2025-02-04 21:00 | 31.7657 |  |  |  |  | 1160.4503 | 0 | bar: Availability G1
2025-02-04 22:00 | 28.1031 |  |  |  |  | 1160.4503 | 0 | bar: Availability G1
2025-02-04 23:00 | 26.562 |  |  |  |  | 1160.4503 | 0 | bar: Availability G1
2025-02-05 | 25.5085 |  |  |  |  | 1160.4503 | 0 | bar: Availability G1
2025-02-05 01:00 | 25.2914 |  |  |  |  | 1160.4503 | 0 | bar: Availability G1
2025-02-05 02:00 | 25.4802 |  |  |  |  | 1160.4503 | 0 | bar: Availability G1
2025-02-05 03:00 | 26.562 |  |  |  |  | 1160.4503 | 0 | bar: Availability G1
2025-02-05 04:00 | 26.7047 |  |  |  |  | 1160.4503 | 0 | bar: Availability G1
2025-02-05 05:00 | 30.8073 |  |  |  |  | 1160.4503 | 0 | bar: Availability G1
2025-02-05 06:00 | 37.2313 |  |  |  |  | 1160.4503 | 0 | bar: Availability G1
2025-02-05 07:00 | 42.8346 |  |  |  |  | 1160.4503 | 0 | bar: Availability G1
2025-02-05 08:00 | 38.6679 |  |  |  |  | 1160.4503 | 0 | bar: Availability G1
2025-02-05 09:00 | 34.0524 |  |  |  |  | 1160.4503 | 0 | bar: Availability G1
2025-02-05 10:00 | 28.2795 |  |  |  |  | 1160.4503 | 0 | bar: Availability G1
2025-02-05 11:00 | 28.1951 |  |  |  |  | 1160.4503 | 0 | bar: Availability G1
2025-02-05 12:00 | 28.1951 |  |  |  |  | 1160.4503 | 0 | bar: Availability G1
2025-02-05 13:00 | 28.1951 |  |  |  |  | 1160.4503 | 0 | bar: Availability G1
2025-02-05 14:00 | 28.7266 |  |  |  |  | 1160.4503 | 0 | bar: Availability G1
2025-02-05 15:00 | 28.2795 |  |  |  |  | 1160.4503 | 0 | bar: Availability G1
2025-02-05 16:00 | 28.3396 |  |  |  |  | 1160.4503 | 0 | bar: Availability G1
2025-02-05 17:00 | 38.935 |  |  |  |  | 1160.4503 | 0 | bar: Availability G1
2025-02-05 18:00 | 51.9152 |  |  |  |  | 1160.4503 | 0 | bar: Availability G1
2025-02-05 19:00 | 50.6072 |  |  |  |  | 1160.4503 | 0 | bar: Availability G1
2025-02-05 20:00 | 34.0524 |  |  |  |  | 1160.4503 | 0 | bar: Availability G1
2025-02-05 21:00 | 34.6547 |  |  |  |  | 1160.4503 | 0 | bar: Availability G1
2025-02-05 22:00 | 28.4934 |  |  |  |  | 1160.4503 | 0 | bar: Availability G1
2025-02-05 23:00 | 27.1653 |  |  |  |  | 1160.4503 | 0 | bar: Availability G1
2025-02-06 | 28.2628 |  |  |  |  | 1160.4503 | 0 | bar: Availability G1
2025-02-06 01:00 | 28.1031 |  |  |  |  | 1160.4503 | 0 | bar: Availability G1
2025-02-06 02:00 | 26.7047 |  |  |  |  | 1160.4503 | 0 | bar: Availability G1
2025-02-06 03:00 | 25.2531 |  |  |  |  | 1160.4503 | 0 | bar: Availability G1
2025-02-06 04:00 | 26.562 |  |  |  |  | 1160.4503 | 0 | bar: Availability G1
2025-02-06 05:00 | 26.803 |  |  |  |  | 1160.4503 | 0 | bar: Availability G1
2025-02-06 06:00 | 39.842 |  |  |  |  | 1160.4503 | 0 | bar: Availability G1
2025-02-06 07:00 | 40.7168 |  |  |  |  | 1160.4503 | 0 | bar: Availability G1
2025-02-06 08:00 | 39.5974 |  |  |  |  | 1160.4503 | 0 | bar: Availability G1
2025-02-06 09:00 | 30.6682 |  |  |  |  | 1160.4503 | 0 | bar: Availability G1
2025-02-06 10:00 | 26.7047 |  |  |  |  | 1160.4503 | 0 | bar: Availability G1
2025-02-06 11:00 | 25.2914 |  |  |  |  | 1160.4503 | 0 | bar: Availability G1
2025-02-06 12:00 | 24.509 |  |  |  |  | 1160.4503 | 0 | bar: Availability G1
2025-02-06 13:00 | 23.8966 |  |  |  |  | 1160.4503 | 0 | bar: Availability G1
2025-02-06 14:00 | 24.5813 |  |  |  |  | 1160.4503 | 0 | bar: Availability G1
2025-02-06 15:00 | 26.7047 |  |  |  |  | 1160.4503 | 0 | bar: Availability G1
2025-02-06 16:00 | 28.2795 |  |  |  |  | 1160.4503 | 0 | bar: Availability G1
2025-02-06 17:00 | 40.3574 |  |  |  |  | 1160.4503 | 0 | bar: Availability G1
2025-02-06 18:00 | 51.2269 |  |  |  |  | 1160.4503 | 0 | bar: Availability G1
2025-02-06 19:00 | 47.5404 |  |  |  |  | 1160.4503 | 0 | bar: Availability G1
2025-02-06 20:00 | 35.7571 |  |  |  |  | 1160.4503 | 0 | bar: Availability G1
2025-02-06 21:00 | 30.1789 |  |  |  |  | 1160.4503 | 0 | bar: Availability G1
2025-02-06 22:00 | 28.1031 |  |  |  |  | 1160.4503 | 0 | bar: Availability G1
2025-02-06 23:00 | 26.7047 |  |  |  |  | 1160.4503 | 0 | bar: Availability G1
2025-02-07 | 26.7429 |  |  |  |  | 1160.4503 | 0 | bar: Availability G1
2025-02-07 01:00 | 26.7429 |  |  |  |  | 1160.4503 | 0 | bar: Availability G1
2025-02-07 02:00 | 27.1653 |  |  |  |  | 1160.4503 | 0 | bar: Availability G1
2025-02-07 03:00 | 28.1951 |  |  |  |  | 1160.4503 | 0 | bar: Availability G1
2025-02-07 04:00 | 28.1951 |  |  |  |  | 1160.4503 | 0 | bar: Availability G1
2025-02-07 05:00 | 31.6499 |  |  |  |  | 1160.4503 | 0 | bar: Availability G1
2025-02-07 06:00 | 51.3917 |  |  |  |  | 1160.4503 | 0 | bar: Availability G1
2025-02-07 07:00 | 49.4563 |  |  |  |  | 1160.4503 | 0 | bar: Availability G1
2025-02-07 08:00 | 46.7862 |  |  |  |  | 1160.4503 | 0 | bar: Availability G1
2025-02-07 09:00 | 35.0895 |  |  |  |  | 1160.4503 | 0 | bar: Availability G1
2025-02-07 10:00 | 30.8157 |  |  |  |  | 1160.4503 | 0 | bar: Availability G1
2025-02-07 11:00 | 30.4717 |  |  |  |  | 1160.4503 | 0 | bar: Availability G1
2025-02-07 12:00 | 30.8157 |  |  |  |  | 1160.4503 | 0 | bar: Availability G1
2025-02-07 13:00 | 30.8157 |  |  |  |  | 1160.4503 | 0 | bar: Availability G1
2025-02-07 14:00 | 30.4717 |  |  |  |  | 1160.4503 | 0 | bar: Availability G1
2025-02-07 15:00 | 28.2795 |  |  |  |  | 1160.4503 | 0 | bar: Availability G1
2025-02-07 16:00 | 28.2795 |  |  |  |  | 1160.4503 | 0 | bar: Availability G1
2025-02-07 17:00 | 45.3999 |  |  |  |  | 1160.4503 | 0 | bar: Availability G1
2025-02-07 18:00 | 42.8346 |  |  |  |  | 1160.4503 | 0 | bar: Availability G1
2025-02-07 19:00 | 43.8281 |  |  |  |  | 1160.4503 | 0 | bar: Availability G1
2025-02-07 20:00 | 35.6502 |  |  |  |  | 1160.4503 | 0 | bar: Availability G1
2025-02-07 21:00 | 34.6036 |  |  |  |  | 1160.4503 | 0 | bar: Availability G1
2025-02-07 22:00 | 28.5703 |  |  |  |  | 1160.4503 | 0 | bar: Availability G1
2025-02-07 23:00 | 27.3097 |  |  |  |  | 1160.4503 | 0 | bar: Availability G1
2025-02-08 | 27.1184 |  |  |  |  | 1160.4503 | 0 | bar: Availability G1
2025-02-08 01:00 | 27.1184 |  |  |  |  | 1160.4503 | 0 | bar: Availability G1
2025-02-08 02:00 | 27.1184 |  |  |  |  | 1160.4503 | 0 | bar: Availability G1
2025-02-08 03:00 | 27.1653 |  |  |  |  | 1160.4503 | 0 | bar: Availability G1
2025-02-08 04:00 | 28.1031 |  |  |  |  | 1160.4503 | 0 | bar: Availability G1
2025-02-08 05:00 | 30.3122 |  |  |  |  | 1160.4503 | 0 | bar: Availability G1
2025-02-08 06:00 | 47.3274 |  |  |  |  | 1160.4503 | 0 | bar: Availability G1
2025-02-08 07:00 | 46.1599 |  |  |  |  | 1160.4503 | 0 | bar: Availability G1
2025-02-08 08:00 | 38.7632 |  |  |  |  | 1160.4503 | 0 | bar: Availability G1
2025-02-08 09:00 | 34.3961 |  |  |  |  | 1160.4503 | 0 | bar: Availability G1
2025-02-08 10:00 | 30.3052 |  |  |  |  | 1160.4503 | 0 | bar: Availability G1
2025-02-08 11:00 | 26.562 |  |  |  |  | 1160.4503 | 0 | bar: Availability G1
2025-02-08 12:00 | 25.5401 |  |  |  |  | 1160.4503 | 0 | bar: Availability G1
2025-02-08 13:00 | 26.562 |  |  |  |  | 1160.4503 | 0 | bar: Availability G1
2025-02-08 14:00 | 26.3541 |  |  |  |  | 1160.4503 | 0 | bar: Availability G1
2025-02-08 15:00 | 27.0188 |  |  |  |  | 1160.4503 | 0 | bar: Availability G1
2025-02-08 16:00 | 30.2172 |  |  |  |  | 1160.4503 | 0 | bar: Availability G1
2025-02-08 17:00 | 43.6209 |  |  |  |  | 1160.4503 | 0 | bar: Availability G1
2025-02-08 18:00 | 57.992 |  |  |  |  | 1160.4503 | 0 | bar: Availability G1
2025-02-08 19:00 | 56.644 |  |  |  |  | 1160.4503 | 0 | bar: Availability G1
2025-02-08 20:00 | 51.1158 |  |  |  |  | 1160.4503 | 0 | bar: Availability G1
2025-02-08 21:00 | 51.2269 |  |  |  |  | 1160.4503 | 0 | bar: Availability G1
2025-02-08 22:00 | 31.1741 |  |  |  |  | 1160.4503 | 0 | bar: Availability G1
2025-02-08 23:00 | 30.8157 |  |  |  |  | 1160.4503 | 0 | bar: Availability G1
2025-02-09 | 28.4934 |  |  |  |  | 1160.4503 | 0 | bar: Availability G1
2025-02-09 01:00 | 28.3396 |  |  |  |  | 1160.4503 | 0 | bar: Availability G1
2025-02-09 02:00 | 26.4965 |  |  |  |  | 1160.4503 | 0 | bar: Availability G1
2025-02-09 03:00 | 26.2143 |  |  |  |  | 1160.4503 | 0 | bar: Availability G1
2025-02-09 04:00 | 26.7047 |  |  |  |  | 1160.4503 | 0 | bar: Availability G1
2025-02-09 05:00 | 26.7047 |  |  |  |  | 1160.4503 | 0 | bar: Availability G1
2025-02-09 06:00 | 28.388 |  |  |  |  | 1160.4503 | 0 | bar: Availability G1
2025-02-09 07:00 | 28.1031 |  |  |  |  | 1160.4503 | 0 | bar: Availability G1
2025-02-09 08:00 | 26.7047 |  |  |  |  | 1160.4503 | 0 | bar: Availability G1
2025-02-09 09:00 | 23.1257 |  |  |  |  | 1160.4503 | 0 | bar: Availability G1
2025-02-09 10:00 | 23.2441 |  |  |  |  | 1160.4503 | 0 | bar: Availability G1
2025-02-09 11:00 | 21.728 |  |  |  |  | 1160.4503 | 0 | bar: Availability G1
2025-02-09 12:00 | 17.092 |  |  |  |  | 1160.4503 | 0 | bar: Availability G1
2025-02-09 13:00 | 17.092 |  |  |  |  | 1160.4503 | 0 | bar: Availability G1
2025-02-09 14:00 | 19.9161 |  |  |  |  | 1160.4503 | 0 | bar: Availability G1
2025-02-09 15:00 | 23.8991 |  |  |  |  | 1160.4503 | 0 | bar: Availability G1
2025-02-09 16:00 | 28.3396 |  |  |  |  | 1160.4503 | 0 | bar: Availability G1
2025-02-09 17:00 | 38.3038 |  |  |  |  | 1160.4503 | 0 | bar: Availability G1
2025-02-09 18:00 | 47.8025 |  |  |  |  | 1160.4503 | 0 | bar: Availability G1
2025-02-09 19:00 | 45.7642 |  |  |  |  | 1160.4503 | 0 | bar: Availability G1
2025-02-09 20:00 | 41.8344 |  |  |  |  | 1160.4503 | 0 | bar: Availability G1
2025-02-09 21:00 | 28.9877 |  |  |  |  | 1160.4503 | 0 | bar: Availability G1
2025-02-09 22:00 | 27.573 |  |  |  |  | 1160.4503 | 0 | bar: Availability G1
2025-02-09 23:00 | 27.573 |  |  |  |  | 1160.4503 | 0 | bar: Availability G1
2025-02-10 | 28.1031 |  |  |  |  | 1160.4503 | 0 | bar: Availability G1
2025-02-10 01:00 | 26.7047 |  |  |  |  | 1160.4503 | 0 | bar: Availability G1
2025-02-10 02:00 | 26.6441 |  |  |  |  | 1160.4503 | 0 | bar: Availability G1
2025-02-10 03:00 | 26.803 |  |  |  |  | 1160.4503 | 0 | bar: Availability G1
2025-02-10 04:00 | 28.2795 |  |  |  |  | 1160.4503 | 0 | bar: Availability G1
2025-02-10 05:00 | 30.1278 |  |  |  |  | 1160.4503 | 0 | bar: Availability G1
2025-02-10 06:00 | 45.5172 |  |  |  |  | 1160.4503 | 0 | bar: Availability G1
2025-02-10 07:00 | 45.8746 |  |  |  |  | 1160.4503 | 0 | bar: Availability G1
2025-02-10 08:00 | 34.0524 |  |  |  |  | 1160.4503 | 0 | bar: Availability G1
2025-02-10 09:00 | 33.1755 |  |  |  |  | 1160.4503 | 0 | bar: Availability G1
2025-02-10 10:00 | 31.0916 |  |  |  |  | 1160.4503 | 0 | bar: Availability G1
2025-02-10 11:00 | 29.7601 |  |  |  |  | 1160.4503 | 0 | bar: Availability G1
2025-02-10 12:00 | 30.8073 |  |  |  |  | 1160.4503 | 0 | bar: Availability G1
2025-02-10 13:00 | 32.176 |  |  |  |  | 1160.4503 | 0 | bar: Availability G1
2025-02-10 14:00 | 30.8157 |  |  |  |  | 1160.4503 | 0 | bar: Availability G1
2025-02-10 15:00 | 29.2927 |  |  |  |  | 1160.4503 | 0 | bar: Availability G1
2025-02-10 16:00 | 30.8157 |  |  |  |  | 1160.4503 | 0 | bar: Availability G1
2025-02-10 17:00 | 35.5276 |  |  |  |  | 1160.4503 | 0 | bar: Availability G1
2025-02-10 18:00 | 51.8323 |  |  |  |  | 1160.4503 | 0 | bar: Availability G1
2025-02-10 19:00 | 54.3174 |  |  |  |  | 1160.4503 | 0 | bar: Availability G1
2025-02-10 20:00 | 50.8232 |  |  |  |  | 1160.4503 | 0 | bar: Availability G1
2025-02-10 21:00 | 39.5954 |  |  |  |  | 1160.4503 | 0 | bar: Availability G1
2025-02-10 22:00 | 29.5266 |  |  |  |  | 1160.4503 | 0 | bar: Availability G1
2025-02-10 23:00 | 27.573 |  |  |  |  | 1160.4503 | 0 | bar: Availability G1
2025-02-11 | 27.3097 |  |  |  |  | 1160.4503 | 0 | bar: Availability G1
2025-02-11 01:00 | 27.3097 |  |  |  |  | 1160.4503 | 0 | bar: Availability G1
2025-02-11 02:00 | 26.562 |  |  |  |  | 1160.4503 | 0 | bar: Availability G1
2025-02-11 03:00 | 26.803 |  |  |  |  | 1160.4503 | 0 | bar: Availability G1
2025-02-11 04:00 | 29.1881 |  |  |  |  | 1160.4503 | 0 | bar: Availability G1
2025-02-11 05:00 | 35.6502 |  |  |  |  | 1160.4503 | 0 | bar: Availability G1
2025-02-11 06:00 | 51.285 |  |  |  |  | 1160.4503 | 0 | bar: Availability G1
2025-02-11 07:00 | 50.6459 |  |  |  |  | 1160.4503 | 0 | bar: Availability G1
2025-02-11 08:00 | 41.6424 |  |  |  |  | 1160.4503 | 0 | bar: Availability G1
2025-02-11 09:00 | 35.6161 |  |  |  |  | 1160.4503 | 0 | bar: Availability G1
2025-02-11 10:00 | 29.3952 |  |  |  |  | 1160.4503 | 0 | bar: Availability G1
2025-02-11 11:00 | 28.1031 |  |  |  |  | 1160.4503 | 0 | bar: Availability G1
2025-02-11 12:00 | 27.0188 |  |  |  |  | 1160.4503 | 0 | bar: Availability G1
2025-02-11 13:00 | 28.3396 |  |  |  |  | 1160.4503 | 0 | bar: Availability G1
2025-02-11 14:00 | 28.3396 |  |  |  |  | 1160.4503 | 0 | bar: Availability G1
2025-02-11 15:00 | 30.3256 |  |  |  |  | 1160.4503 | 0 | bar: Availability G1
2025-02-11 16:00 | 30.8157 |  |  |  |  | 1160.4503 | 0 | bar: Availability G1
2025-02-11 17:00 | 51.0008 |  |  |  |  | 1160.4503 | 0 | bar: Availability G1
2025-02-11 18:00 | 57.0214 |  |  |  |  | 1160.4503 | 0 | bar: Availability G1
2025-02-11 19:00 | 52.8127 |  |  |  |  | 1160.4503 | 0 | bar: Availability G1
2025-02-11 20:00 | 51.9735 |  |  |  |  | 1160.4503 | 0 | bar: Availability G1
2025-02-11 21:00 | 51.1158 |  |  |  |  | 1160.4503 | 0 | bar: Availability G1
2025-02-11 22:00 | 35.2369 |  |  |  |  | 1160.4503 | 0 | bar: Availability G1
2025-02-11 23:00 | 31.0667 |  |  |  |  | 1160.4503 | 0 | bar: Availability G1
2025-02-12 | 31.0389 |  |  |  |  | 1160.4503 | 0 | bar: Availability G1
2025-02-12 01:00 | 28.9877 |  |  |  |  | 1160.4503 | 0 | bar: Availability G1
2025-02-12 02:00 | 28.9877 |  |  |  |  | 1160.4503 | 0 | bar: Availability G1
2025-02-12 03:00 | 28.2795 |  |  |  |  | 1160.4503 | 0 | bar: Availability G1
2025-02-12 04:00 | 29.4292 |  |  |  |  | 1160.4503 | 0 | bar: Availability G1
2025-02-12 05:00 | 32.201 |  |  |  |  | 1160.4503 | 0 | bar: Availability G1
2025-02-12 06:00 | 50.6459 |  |  |  |  | 1160.4503 | 0 | bar: Availability G1
2025-02-12 07:00 | 50.6459 |  |  |  |  | 1160.4503 | 0 | bar: Availability G1
2025-02-12 08:00 | 45.5172 |  |  |  |  | 1160.4503 | 0 | bar: Availability G1
2025-02-12 09:00 | 37.0878 |  |  |  |  | 1160.4503 | 0 | bar: Availability G1
2025-02-12 10:00 | 32.6717 |  |  |  |  | 1160.4503 | 0 | bar: Availability G1
2025-02-12 11:00 | 32.201 |  |  |  |  | 1160.4503 | 0 | bar: Availability G1
2025-02-12 12:00 | 32.201 |  |  |  |  | 1160.4503 | 0 | bar: Availability G1
2025-02-12 13:00 | 31.0667 |  |  |  |  | 1160.4503 | 0 | bar: Availability G1
2025-02-12 14:00 | 30.8157 |  |  |  |  | 1160.4503 | 0 | bar: Availability G1
2025-02-12 15:00 | 31.0667 |  |  |  |  | 1160.4503 | 0 | bar: Availability G1
2025-02-12 16:00 | 30.8157 |  |  |  |  | 1160.4503 | 0 | bar: Availability G1
2025-02-12 17:00 | 32.4901 |  |  |  |  | 1160.4503 | 0 | bar: Availability G1
2025-02-12 18:00 | 50.6459 |  |  |  |  | 1160.4503 | 0 | bar: Availability G1
2025-02-12 19:00 | 48.2444 |  |  |  |  | 1160.4503 | 0 | bar: Availability G1
2025-02-12 20:00 | 48.189 |  |  |  |  | 1160.4503 | 0 | bar: Availability G1
2025-02-12 21:00 | 45.193 |  |  |  |  | 1160.4503 | 0 | bar: Availability G1
2025-02-12 22:00 | 36.2403 |  |  |  |  | 1160.4503 | 0 | bar: Availability G1
2025-02-12 23:00 | 30.775 |  |  |  |  | 1160.4503 | 0 | bar: Availability G1
2025-02-13 | 28.388 |  |  |  |  | 1160.4503 | 0 | bar: Availability G1
2025-02-13 01:00 | 26.562 |  |  |  |  | 1160.4503 | 0 | bar: Availability G1
2025-02-13 02:00 | 26.562 |  |  |  |  | 1160.4503 | 0 | bar: Availability G1
2025-02-13 03:00 | 26.7047 |  |  |  |  | 1160.4503 | 0 | bar: Availability G1
2025-02-13 04:00 | 28.5529 |  |  |  |  | 1160.4503 | 0 | bar: Availability G1
2025-02-13 05:00 | 39.2088 |  |  |  |  | 1160.4503 | 0 | bar: Availability G1
2025-02-13 06:00 | 50.406 |  |  |  |  | 1160.4503 | 0 | bar: Availability G1
2025-02-13 07:00 | 46.146 |  |  |  |  | 1160.4503 | 0 | bar: Availability G1
2025-02-13 08:00 | 42.4815 |  |  |  |  | 1160.4503 | 0 | bar: Availability G1
2025-02-13 09:00 | 30.9858 |  |  |  |  | 1160.4503 | 0 | bar: Availability G1
2025-02-13 10:00 | 30.6157 |  |  |  |  | 1160.4503 | 0 | bar: Availability G1
2025-02-13 11:00 | 30.4185 |  |  |  |  | 1160.4503 | 0 | bar: Availability G1
2025-02-13 12:00 | 30.8073 |  |  |  |  | 1160.4503 | 0 | bar: Availability G1
2025-02-13 13:00 | 34.8487 |  |  |  |  | 1160.4503 | 0 | bar: Availability G1
2025-02-13 14:00 | 30.8073 |  |  |  |  | 1160.4503 | 0 | bar: Availability G1
2025-02-13 15:00 | 32.303 |  |  |  |  | 1160.4503 | 0 | bar: Availability G1
2025-02-13 16:00 | 31.2424 |  |  |  |  | 1160.4503 | 0 | bar: Availability G1
2025-02-13 17:00 | 50.6458 |  |  |  |  | 1160.4503 | 0 | bar: Availability G1
2025-02-13 18:00 | 55.9636 |  |  |  |  | 1160.4503 | 0 | bar: Availability G1
2025-02-13 19:00 | 50.6458 |  |  |  |  | 1160.4503 | 0 | bar: Availability G1
2025-02-13 20:00 | 46.892 |  |  |  |  | 1160.4503 | 0 | bar: Availability G1
2025-02-13 21:00 | 44.2903 |  |  |  |  | 1160.4503 | 0 | bar: Availability G1
2025-02-13 22:00 | 31.2909 |  |  |  |  | 1160.4503 | 0 | bar: Availability G1
2025-02-13 23:00 | 30.8073 |  |  |  |  | 1160.4503 | 0 | bar: Availability G1
2025-02-14 | 29.2592 |  |  |  |  | 1160.4503 | 0 | bar: Availability G1
2025-02-14 01:00 | 28.3586 |  |  |  |  | 1160.4503 | 0 | bar: Availability G1
2025-02-14 02:00 | 28.6282 |  |  |  |  | 1160.4503 | 0 | bar: Availability G1
2025-02-14 03:00 | 28.6611 |  |  |  |  | 1160.4503 | 0 | bar: Availability G1
2025-02-14 04:00 | 31.8267 |  |  |  |  | 1160.4503 | 0 | bar: Availability G1
2025-02-14 05:00 | 46.892 |  |  |  |  | 1160.4503 | 0 | bar: Availability G1
2025-02-14 06:00 | 53.9819 |  |  |  |  | 1160.4503 | 0 | bar: Availability G1
2025-02-14 07:00 | 50.2067 |  |  |  |  | 1160.4503 | 0 | bar: Availability G1
2025-02-14 08:00 | 46.6059 |  |  |  |  | 1160.4503 | 0 | bar: Availability G1
2025-02-14 09:00 | 34.1918 |  |  |  |  | 1160.4503 | 0 | bar: Availability G1
2025-02-14 10:00 | 30.8157 |  |  |  |  | 1160.4503 | 0 | bar: Availability G1
2025-02-14 11:00 | 30.4953 |  |  |  |  | 1160.4503 | 0 | bar: Availability G1
2025-02-14 12:00 | 30.4953 |  |  |  |  | 1160.4503 | 0 | bar: Availability G1
2025-02-14 13:00 | 29.4292 |  |  |  |  | 1160.4503 | 0 | bar: Availability G1
2025-02-14 14:00 | 28.2628 |  |  |  |  | 1160.4503 | 0 | bar: Availability G1
2025-02-14 15:00 | 28.5529 |  |  |  |  | 1160.4503 | 0 | bar: Availability G1
2025-02-14 16:00 | 29.3952 |  |  |  |  | 1160.4503 | 0 | bar: Availability G1
2025-02-14 17:00 | 41.8807 |  |  |  |  | 1160.4503 | 0 | bar: Availability G1
2025-02-14 18:00 | 54.0819 |  |  |  |  | 1160.4503 | 0 | bar: Availability G1
2025-02-14 19:00 | 45.5172 |  |  |  |  | 1160.4503 | 0 | bar: Availability G1
2025-02-14 20:00 | 35.1355 |  |  |  |  | 1160.4503 | 0 | bar: Availability G1
2025-02-14 21:00 | 32.0106 |  |  |  |  | 1160.4503 | 0 | bar: Availability G1
2025-02-14 22:00 | 28.5703 |  |  |  |  | 1160.4503 | 0 | bar: Availability G1
2025-02-14 23:00 | 28.9637 |  |  |  |  | 1160.4503 | 0 | bar: Availability G1
2025-02-15 | 26.7047 |  |  |  |  | 1160.4503 | 0 | bar: Availability G1
2025-02-15 01:00 | 26.9 |  |  |  |  | 1160.4503 | 0 | bar: Availability G1
2025-02-15 02:00 | 27.5983 |  |  |  |  | 1160.4503 | 0 | bar: Availability G1
2025-02-15 03:00 | 28.1031 |  |  |  |  | 1160.4503 | 0 | bar: Availability G1
2025-02-15 04:00 | 27.5983 |  |  |  |  | 1160.4503 | 0 | bar: Availability G1
2025-02-15 05:00 | 28.1031 |  |  |  |  | 1160.4503 | 0 | bar: Availability G1
2025-02-15 06:00 | 30.8073 |  |  |  |  | 1160.4503 | 0 | bar: Availability G1
2025-02-15 07:00 | 37.6479 |  |  |  |  | 1160.4503 | 0 | bar: Availability G1
2025-02-15 08:00 | 34.0524 |  |  |  |  | 1160.4503 | 0 | bar: Availability G1
2025-02-15 09:00 | 30.3256 |  |  |  |  | 1160.4503 | 0 | bar: Availability G1
2025-02-15 10:00 | 34.0524 |  |  |  |  | 1160.4503 | 0 | bar: Availability G1
2025-02-15 11:00 | 34.9263 |  |  |  |  | 1160.4503 | 0 | bar: Availability G1
2025-02-15 12:00 | 34.8487 |  |  |  |  | 1160.4503 | 0 | bar: Availability G1
2025-02-15 13:00 | 34.8287 |  |  |  |  | 1160.4503 | 0 | bar: Availability G1
2025-02-15 14:00 | 30.3256 |  |  |  |  | 1160.4503 | 0 | bar: Availability G1
2025-02-15 15:00 | 30.8073 |  |  |  |  | 1160.4503 | 0 | bar: Availability G1
2025-02-15 16:00 | 29.7084 |  |  |  |  | 1160.4503 | 0 | bar: Availability G1
2025-02-15 17:00 | 32.3253 |  |  |  |  | 1160.4503 | 0 | bar: Availability G1
2025-02-15 18:00 | 53.3156 |  |  |  |  | 1160.4503 | 0 | bar: Availability G1
2025-02-15 19:00 | 54.3175 |  |  |  |  | 1160.4503 | 0 | bar: Availability G1
2025-02-15 20:00 | 46.7862 |  |  |  |  | 1160.4503 | 0 | bar: Availability G1
2025-02-15 21:00 | 30.8073 |  |  |  |  | 1160.4503 | 0 | bar: Availability G1
2025-02-15 22:00 | 30.8073 |  |  |  |  | 1160.4503 | 0 | bar: Availability G1
2025-02-15 23:00 | 30.8073 |  |  |  |  | 1160.4503 | 0 | bar: Availability G1
2025-02-16 | 28.5703 |  |  |  |  | 1160.4503 | 0 | bar: Availability G1
2025-02-16 01:00 | 27.9332 |  |  |  |  | 1160.4503 | 0 | bar: Availability G1
2025-02-16 02:00 | 28.1031 |  |  |  |  | 1160.4503 | 0 | bar: Availability G1
2025-02-16 03:00 | 28.2795 |  |  |  |  | 1160.4503 | 0 | bar: Availability G1
2025-02-16 04:00 | 28.1246 |  |  |  |  | 1160.4503 | 0 | bar: Availability G1
2025-02-16 05:00 | 28.388 |  |  |  |  | 1160.4503 | 0 | bar: Availability G1
2025-02-16 06:00 | 32.214 |  |  |  |  | 1160.4503 | 0 | bar: Availability G1
2025-02-16 07:00 | 39.0939 |  |  |  |  | 1160.4503 | 0 | bar: Availability G1
2025-02-16 08:00 | 36.2609 |  |  |  |  | 1160.4503 | 0 | bar: Availability G1
2025-02-16 09:00 | 34.0524 |  |  |  |  | 1160.4503 | 0 | bar: Availability G1
2025-02-16 10:00 | 28.1031 |  |  |  |  | 1160.4503 | 0 | bar: Availability G1
2025-02-16 11:00 | 27.8007 |  |  |  |  | 1160.4503 | 0 | bar: Availability G1
2025-02-16 12:00 | 25.2914 |  |  |  |  | 1160.4503 | 0 | bar: Availability G1
2025-02-16 13:00 | 25.2914 |  |  |  |  | 1160.4503 | 0 | bar: Availability G1
2025-02-16 14:00 | 27.6992 |  |  |  |  | 1160.4503 | 0 | bar: Availability G1
2025-02-16 15:00 | 28.2795 |  |  |  |  | 1160.4503 | 0 | bar: Availability G1
2025-02-16 16:00 | 30.8073 |  |  |  |  | 1160.4503 | 0 | bar: Availability G1
2025-02-16 17:00 | 38.2437 |  |  |  |  | 1160.4503 | 0 | bar: Availability G1
2025-02-16 18:00 | 58.075 |  |  |  |  | 1160.4503 | 0 | bar: Availability G1
2025-02-16 19:00 | 54.097 |  |  |  |  | 1160.4503 | 0 | bar: Availability G1
2025-02-16 20:00 | 51.9735 |  |  |  |  | 1160.4503 | 0 | bar: Availability G1
2025-02-16 21:00 | 48.3331 |  |  |  |  | 1160.4503 | 0 | bar: Availability G1
2025-02-16 22:00 | 35.3757 |  |  |  |  | 1160.4503 | 0 | bar: Availability G1
2025-02-16 23:00 | 31.9085 |  |  |  |  | 1160.4503 | 0 | bar: Availability G1
2025-02-17 | 30.7275 |  |  |  |  | 1160.4503 | 0 | bar: Availability G1
2025-02-17 01:00 | 28.1031 |  |  |  |  | 1160.4503 | 0 | bar: Availability G1
2025-02-17 02:00 | 27.1184 |  |  |  |  | 1160.4503 | 0 | bar: Availability G1
2025-02-17 03:00 | 26.8777 |  |  |  |  | 1160.4503 | 0 | bar: Availability G1
2025-02-17 04:00 | 27.573 |  |  |  |  | 1160.4503 | 0 | bar: Availability G1
2025-02-17 05:00 | 28.8095 |  |  |  |  | 1160.4503 | 0 | bar: Availability G1
2025-02-17 06:00 | 37.1295 |  |  |  |  | 1160.4503 | 0 | bar: Availability G1
2025-02-17 07:00 | 34.2057 |  |  |  |  | 1160.4503 | 0 | bar: Availability G1
2025-02-17 08:00 | 32.8379 |  |  |  |  | 1160.4503 | 0 | bar: Availability G1
2025-02-17 09:00 | 27.6085 |  |  |  |  | 1160.4503 | 0 | bar: Availability G1
2025-02-17 10:00 | 25.8348 |  |  |  |  | 1160.4503 | 0 | bar: Availability G1
2025-02-17 11:00 | 25.1762 |  |  |  |  | 1160.4503 | 0 | bar: Availability G1
2025-02-17 12:00 | 24.5813 |  |  |  |  | 1160.4503 | 0 | bar: Availability G1
2025-02-17 13:00 | 24.1479 |  |  |  |  | 1160.4503 | 0 | bar: Availability G1
2025-02-17 14:00 | 24.5813 |  |  |  |  | 1160.4503 | 0 | bar: Availability G1
2025-02-17 15:00 | 28.1031 |  |  |  |  | 1160.4503 | 0 | bar: Availability G1
2025-02-17 16:00 | 28.1859 |  |  |  |  | 1160.4503 | 0 | bar: Availability G1
2025-02-17 17:00 | 31.0288 |  |  |  |  | 1160.4503 | 0 | bar: Availability G1
2025-02-17 18:00 | 52.626 |  |  |  |  | 1160.4503 | 0 | bar: Availability G1
2025-02-17 19:00 | 48.6403 |  |  |  |  | 1160.4503 | 0 | bar: Availability G1
2025-02-17 20:00 | 48.5 |  |  |  |  | 1160.4503 | 0 | bar: Availability G1
2025-02-17 21:00 | 38.0669 |  |  |  |  | 1160.4503 | 0 | bar: Availability G1
2025-02-17 22:00 | 30.8073 |  |  |  |  | 1160.4503 | 0 | bar: Availability G1
2025-02-17 23:00 | 28.1031 |  |  |  |  | 1160.4503 | 0 | bar: Availability G1
2025-02-18 | 27.573 |  |  |  |  | 1160.4503 | 0 | bar: Availability G1
2025-02-18 01:00 | 27.0109 |  |  |  |  | 1160.4503 | 0 | bar: Availability G1
2025-02-18 02:00 | 26.2193 |  |  |  |  | 1160.4503 | 0 | bar: Availability G1
2025-02-18 03:00 | 27.0109 |  |  |  |  | 1160.4503 | 0 | bar: Availability G1
2025-02-18 04:00 | 29.2138 |  |  |  |  | 1160.4503 | 0 | bar: Availability G1
2025-02-18 05:00 | 30.8073 |  |  |  |  | 1160.4503 | 0 | bar: Availability G1
2025-02-18 06:00 | 41.5017 |  |  |  |  | 1160.4503 | 0 | bar: Availability G1
2025-02-18 07:00 | 39.9933 |  |  |  |  | 1160.4503 | 0 | bar: Availability G1
2025-02-18 08:00 | 35.5276 |  |  |  |  | 1160.4503 | 0 | bar: Availability G1
2025-02-18 09:00 | 31.7483 |  |  |  |  | 1160.4503 | 0 | bar: Availability G1
2025-02-18 10:00 | 30.4953 |  |  |  |  | 1160.4503 | 0 | bar: Availability G1
2025-02-18 11:00 | 29.8982 |  |  |  |  | 1160.4503 | 0 | bar: Availability G1
2025-02-18 12:00 | 29.8982 |  |  |  |  | 1160.4503 | 0 | bar: Availability G1
2025-02-18 13:00 | 28.1859 |  |  |  |  | 1160.4503 | 0 | bar: Availability G1
2025-02-18 14:00 | 28.335 |  |  |  |  | 1160.4503 | 0 | bar: Availability G1
2025-02-18 15:00 | 28.9877 |  |  |  |  | 1160.4503 | 0 | bar: Availability G1
2025-02-18 16:00 | 30.5722 |  |  |  |  | 1160.4503 | 0 | bar: Availability G1
2025-02-18 17:00 | 39.5027 |  |  |  |  | 1160.4503 | 0 | bar: Availability G1
2025-02-18 18:00 | 54.3174 |  |  |  |  | 1160.4503 | 0 | bar: Availability G1
2025-02-18 19:00 | 54.3174 |  |  |  |  | 1160.4503 | 0 | bar: Availability G1
2025-02-18 20:00 | 51.9152 |  |  |  |  | 1160.4503 | 0 | bar: Availability G1
2025-02-18 21:00 | 46.7862 |  |  |  |  | 1160.4503 | 0 | bar: Availability G1
2025-02-18 22:00 | 34.1414 |  |  |  |  | 1160.4503 | 0 | bar: Availability G1
2025-02-18 23:00 | 31.9085 |  |  |  |  | 1160.4503 | 0 | bar: Availability G1
2025-02-19 | 30.6609 |  |  |  |  | 1160.4503 | 0 | bar: Availability G1
2025-02-19 01:00 | 28.4256 |  |  |  |  | 1160.4503 | 0 | bar: Availability G1
2025-02-19 02:00 | 28.388 |  |  |  |  | 1160.4503 | 0 | bar: Availability G1
2025-02-19 03:00 | 30.1147 |  |  |  |  | 1160.4503 | 0 | bar: Availability G1
2025-02-19 04:00 | 30.2172 |  |  |  |  | 1160.4503 | 0 | bar: Availability G1
2025-02-19 05:00 | 39.2088 |  |  |  |  | 1160.4503 | 0 | bar: Availability G1
2025-02-19 06:00 | 53.0858 |  |  |  |  | 1160.4503 | 0 | bar: Availability G1
2025-02-19 07:00 | 51.8323 |  |  |  |  | 1160.4503 | 0 | bar: Availability G1
2025-02-19 08:00 | 50.0608 |  |  |  |  | 1160.4503 | 0 | bar: Availability G1
2025-02-19 09:00 | 38.5592 |  |  |  |  | 1160.4503 | 0 | bar: Availability G1
2025-02-19 10:00 | 35.1593 |  |  |  |  | 1160.4503 | 0 | bar: Availability G1
2025-02-19 11:00 | 30.8073 |  |  |  |  | 1160.4503 | 0 | bar: Availability G1
2025-02-19 12:00 | 28.7901 |  |  |  |  | 1160.4503 | 0 | bar: Availability G1
2025-02-19 13:00 | 28.2628 |  |  |  |  | 1160.4503 | 0 | bar: Availability G1
2025-02-19 14:00 | 28.7381 |  |  |  |  | 1160.4503 | 0 | bar: Availability G1
2025-02-19 15:00 | 30.8073 |  |  |  |  | 1160.4503 | 0 | bar: Availability G1
2025-02-19 16:00 | 30.3192 |  |  |  |  | 1160.4503 | 0 | bar: Availability G1
2025-02-19 17:00 | 35.6502 |  |  |  |  | 1160.4503 | 0 | bar: Availability G1
2025-02-19 18:00 | 56.1501 |  |  |  |  | 1160.4503 | 0 | bar: Availability G1
2025-02-19 19:00 | 55.1661 |  |  |  |  | 1160.4503 | 0 | bar: Availability G1
2025-02-19 20:00 | 50.6459 |  |  |  |  | 1160.4503 | 0 | bar: Availability G1
2025-02-19 21:00 | 41.8807 |  |  |  |  | 1160.4503 | 0 | bar: Availability G1
2025-02-19 22:00 | 34.8287 |  |  |  |  | 1160.4503 | 0 | bar: Availability G1
2025-02-19 23:00 | 34.0117 |  |  |  |  | 1160.4503 | 0 | bar: Availability G1
2025-02-20 | 32.214 |  |  |  |  | 1160.4503 | 0 | bar: Availability G1
2025-02-20 01:00 | 30.8562 |  |  |  |  | 1160.4503 | 0 | bar: Availability G1
2025-02-20 02:00 | 31.7469 |  |  |  |  | 1160.4503 | 0 | bar: Availability G1
2025-02-20 03:00 | 33.6292 |  |  |  |  | 1160.4503 | 0 | bar: Availability G1
2025-02-20 04:00 | 33.6292 |  |  |  |  | 1160.4503 | 0 | bar: Availability G1
2025-02-20 05:00 | 32.4901 |  |  |  |  | 1160.4503 | 0 | bar: Availability G1
2025-02-20 06:00 | 52.3389 |  |  |  |  | 1160.4503 | 0 | bar: Availability G1
2025-02-20 07:00 | 47.0898 |  |  |  |  | 1160.4503 | 0 | bar: Availability G1
2025-02-20 08:00 | 38.0293 |  |  |  |  | 1160.4503 | 0 | bar: Availability G1
2025-02-20 09:00 | 30.8073 |  |  |  |  | 1160.4503 | 0 | bar: Availability G1
2025-02-20 10:00 | 28.2628 |  |  |  |  | 1160.4503 | 0 | bar: Availability G1
2025-02-20 11:00 | 28.1892 |  |  |  |  | 1160.4503 | 0 | bar: Availability G1
2025-02-20 12:00 | 27.5925 |  |  |  |  | 1160.4503 | 0 | bar: Availability G1
2025-02-20 13:00 | 27.1184 |  |  |  |  | 1160.4503 | 0 | bar: Availability G1
2025-02-20 14:00 | 27.1184 |  |  |  |  | 1160.4503 | 0 | bar: Availability G1
2025-02-20 15:00 | 28.4892 |  |  |  |  | 1160.4503 | 0 | bar: Availability G1
2025-02-20 16:00 | 30.8073 |  |  |  |  | 1160.4503 | 0 | bar: Availability G1
2025-02-20 17:00 | 34.8287 |  |  |  |  | 1160.4503 | 0 | bar: Availability G1
2025-02-20 18:00 | 48.1155 |  |  |  |  | 1160.4503 | 0 | bar: Availability G1
2025-02-20 19:00 | 48.6402 |  |  |  |  | 1160.4503 | 0 | bar: Availability G1
2025-02-20 20:00 | 45.9866 |  |  |  |  | 1160.4503 | 0 | bar: Availability G1
2025-02-20 21:00 | 32.7848 |  |  |  |  | 1160.4503 | 0 | bar: Availability G1
2025-02-20 22:00 | 32.9108 |  |  |  |  | 1160.4503 | 0 | bar: Availability G1
2025-02-20 23:00 | 30.7297 |  |  |  |  | 1160.4503 | 0 | bar: Availability G1
2025-02-21 | 28.3396 |  |  |  |  | 1160.4503 | 0 | bar: Availability G1
2025-02-21 01:00 | 28.1246 |  |  |  |  | 1160.4503 | 0 | bar: Availability G1
2025-02-21 02:00 | 28.1246 |  |  |  |  | 1160.4503 | 0 | bar: Availability G1
2025-02-21 03:00 | 28.2628 |  |  |  |  | 1160.4503 | 0 | bar: Availability G1
2025-02-21 04:00 | 30.4184 |  |  |  |  | 1160.4503 | 0 | bar: Availability G1
2025-02-21 05:00 | 33.1367 |  |  |  |  | 1160.4503 | 0 | bar: Availability G1
2025-02-21 06:00 | 50.6459 |  |  |  |  | 1160.4503 | 0 | bar: Availability G1
2025-02-21 07:00 | 49.2342 |  |  |  |  | 1160.4503 | 0 | bar: Availability G1
2025-02-21 08:00 | 48.189 |  |  |  |  | 1160.4503 | 0 | bar: Availability G1
2025-02-21 09:00 | 42.4222 |  |  |  |  | 1160.4503 | 0 | bar: Availability G1
2025-02-21 10:00 | 35.0366 |  |  |  |  | 1160.4503 | 0 | bar: Availability G1
2025-02-21 11:00 | 34.4135 |  |  |  |  | 1160.4503 | 0 | bar: Availability G1
2025-02-21 12:00 | 33.9527 |  |  |  |  | 1160.4503 | 0 | bar: Availability G1
2025-02-21 13:00 | 33.9527 |  |  |  |  | 1160.4503 | 0 | bar: Availability G1
2025-02-21 14:00 | 33.9527 |  |  |  |  | 1160.4503 | 0 | bar: Availability G1
2025-02-21 15:00 | 34.9438 |  |  |  |  | 1160.4503 | 0 | bar: Availability G1
2025-02-21 16:00 | 34.5384 |  |  |  |  | 1160.4503 | 0 | bar: Availability G1
2025-02-21 17:00 | 40.654 |  |  |  |  | 1160.4503 | 0 | bar: Availability G1
2025-02-21 18:00 | 54.3175 |  |  |  |  | 1160.4503 | 0 | bar: Availability G1
2025-02-21 19:00 | 51.2269 |  |  |  |  | 1160.4503 | 0 | bar: Availability G1
2025-02-21 20:00 | 50.6458 |  |  |  |  | 1160.4503 | 0 | bar: Availability G1
2025-02-21 21:00 | 42.9156 |  |  |  |  | 1160.4503 | 0 | bar: Availability G1
2025-02-21 22:00 | 36.7775 |  |  |  |  | 1160.4503 | 0 | bar: Availability G1
2025-02-21 23:00 | 32.8002 |  |  |  |  | 1160.4503 | 0 | bar: Availability G1
2025-02-22 | 28.5293 |  |  |  |  | 1160.4503 | 0 | bar: Availability G1
2025-02-22 01:00 | 28.1031 |  |  |  |  | 1160.4503 | 0 | bar: Availability G1
2025-02-22 02:00 | 27.5983 |  |  |  |  | 1160.4503 | 0 | bar: Availability G1
2025-02-22 03:00 | 28.2628 |  |  |  |  | 1160.4503 | 0 | bar: Availability G1
2025-02-22 04:00 | 30.7627 |  |  |  |  | 1160.4503 | 0 | bar: Availability G1
2025-02-22 05:00 | 30.8073 |  |  |  |  | 1160.4503 | 0 | bar: Availability G1
2025-02-22 06:00 | 46.1005 |  |  |  |  | 1160.4503 | 0 | bar: Availability G1
2025-02-22 07:00 | 48.189 |  |  |  |  | 1160.4503 | 0 | bar: Availability G1
2025-02-22 08:00 | 45.4359 |  |  |  |  | 1160.4503 | 0 | bar: Availability G1
2025-02-22 09:00 | 33.2935 |  |  |  |  | 1160.4503 | 0 | bar: Availability G1
2025-02-22 10:00 | 33.2935 |  |  |  |  | 1160.4503 | 0 | bar: Availability G1
2025-02-22 11:00 | 30.8073 |  |  |  |  | 1160.4503 | 0 | bar: Availability G1
2025-02-22 12:00 | 30.8073 |  |  |  |  | 1160.4503 | 0 | bar: Availability G1
2025-02-22 13:00 | 30.6157 |  |  |  |  | 1160.4503 | 0 | bar: Availability G1
2025-02-22 14:00 | 29.2191 |  |  |  |  | 1160.4503 | 0 | bar: Availability G1
2025-02-22 15:00 | 30.8073 |  |  |  |  | 1160.4503 | 0 | bar: Availability G1
2025-02-22 16:00 | 31.1741 |  |  |  |  | 1160.4503 | 0 | bar: Availability G1
2025-02-22 17:00 | 43.0742 |  |  |  |  | 1160.4503 | 0 | bar: Availability G1
2025-02-22 18:00 | 50.6459 |  |  |  |  | 1160.4503 | 0 | bar: Availability G1
2025-02-22 19:00 | 50.6459 |  |  |  |  | 1160.4503 | 0 | bar: Availability G1
2025-02-22 20:00 | 47.6368 |  |  |  |  | 1160.4503 | 0 | bar: Availability G1
2025-02-22 21:00 | 33.2076 |  |  |  |  | 1160.4503 | 0 | bar: Availability G1
2025-02-22 22:00 | 32.214 |  |  |  |  | 1160.4503 | 0 | bar: Availability G1
2025-02-22 23:00 | 30.6504 |  |  |  |  | 1160.4503 | 0 | bar: Availability G1
2025-02-23 | 29.0795 |  |  |  |  | 1160.4503 | 0 | bar: Availability G1
2025-02-23 01:00 | 28.388 |  |  |  |  | 1160.4503 | 0 | bar: Availability G1
2025-02-23 02:00 | 28.1031 |  |  |  |  | 1160.4503 | 0 | bar: Availability G1
2025-02-23 03:00 | 27.579 |  |  |  |  | 1160.4503 | 0 | bar: Availability G1
2025-02-23 04:00 | 28.1031 |  |  |  |  | 1160.4503 | 0 | bar: Availability G1
2025-02-23 05:00 | 28.1031 |  |  |  |  | 1160.4503 | 0 | bar: Availability G1
2025-02-23 06:00 | 28.5529 |  |  |  |  | 1160.4503 | 0 | bar: Availability G1
2025-02-23 07:00 | 30.8073 |  |  |  |  | 1160.4503 | 0 | bar: Availability G1
2025-02-23 08:00 | 33.7271 |  |  |  |  | 1160.4503 | 0 | bar: Availability G1
2025-02-23 09:00 | 28.4565 |  |  |  |  | 1160.4503 | 0 | bar: Availability G1
2025-02-23 10:00 | 27.579 |  |  |  |  | 1160.4503 | 0 | bar: Availability G1
2025-02-23 11:00 | 26.7047 |  |  |  |  | 1160.4503 | 0 | bar: Availability G1
2025-02-23 12:00 | 26.504 |  |  |  |  | 1160.4503 | 0 | bar: Availability G1
2025-02-23 13:00 | 26.504 |  |  |  |  | 1160.4503 | 0 | bar: Availability G1
2025-02-23 14:00 | 26.562 |  |  |  |  | 1160.4503 | 0 | bar: Availability G1
2025-02-23 15:00 | 27.579 |  |  |  |  | 1160.4503 | 0 | bar: Availability G1
2025-02-23 16:00 | 27.579 |  |  |  |  | 1160.4503 | 0 | bar: Availability G1
2025-02-23 17:00 | 30.3122 |  |  |  |  | 1160.4503 | 0 | bar: Availability G1
2025-02-23 18:00 | 50.6459 |  |  |  |  | 1160.4503 | 0 | bar: Availability G1
2025-02-23 19:00 | 42.9332 |  |  |  |  | 1160.4503 | 0 | bar: Availability G1
2025-02-23 20:00 | 33.5309 |  |  |  |  | 1160.4503 | 0 | bar: Availability G1
2025-02-23 21:00 | 30.3122 |  |  |  |  | 1160.4503 | 0 | bar: Availability G1
2025-02-23 22:00 | 27.579 |  |  |  |  | 1160.4503 | 0 | bar: Availability G1
2025-02-23 23:00 | 26.4965 |  |  |  |  | 1160.4503 | 0 | bar: Availability G1
2025-02-24 | 24.6001 |  |  |  |  | 1160.4503 | 0 | bar: Availability G1
2025-02-24 01:00 | 25.2914 |  |  |  |  | 1160.4503 | 0 | bar: Availability G1
2025-02-24 02:00 | 26.4965 |  |  |  |  | 1160.4503 | 0 | bar: Availability G1
2025-02-24 03:00 | 27.5983 |  |  |  |  | 1160.4503 | 0 | bar: Availability G1
2025-02-24 04:00 | 28.4934 |  |  |  |  | 1160.4503 | 0 | bar: Availability G1
2025-02-24 05:00 | 30.8073 |  |  |  |  | 1160.4503 | 0 | bar: Availability G1
2025-02-24 06:00 | 34.8287 |  |  |  |  | 1160.4503 | 0 | bar: Availability G1
2025-02-24 07:00 | 39.016 |  |  |  |  | 1160.4503 | 0 | bar: Availability G1
2025-02-24 08:00 | 38.0905 |  |  |  |  | 1160.4503 | 0 | bar: Availability G1
2025-02-24 09:00 | 28.1246 |  |  |  |  | 1160.4503 | 0 | bar: Availability G1
2025-02-24 10:00 | 28.1031 |  |  |  |  | 1160.4503 | 0 | bar: Availability G1
2025-02-24 11:00 | 28.1859 |  |  |  |  | 1160.4503 | 0 | bar: Availability G1
2025-02-24 12:00 | 28.1031 |  |  |  |  | 1160.4503 | 0 | bar: Availability G1
2025-02-24 13:00 | 29.6063 |  |  |  |  | 1160.4503 | 0 | bar: Availability G1
2025-02-24 14:00 | 29.6063 |  |  |  |  | 1160.4503 | 0 | bar: Availability G1
2025-02-24 15:00 | 30.4179 |  |  |  |  | 1160.4503 | 0 | bar: Availability G1
2025-02-24 16:00 | 28.4934 |  |  |  |  | 1160.4503 | 0 | bar: Availability G1
2025-02-24 17:00 | 34.8287 |  |  |  |  | 1160.4503 | 0 | bar: Availability G1
2025-02-24 18:00 | 45.5172 |  |  |  |  | 1160.4503 | 0 | bar: Availability G1
2025-02-24 19:00 | 45.5172 |  |  |  |  | 1160.4503 | 0 | bar: Availability G1
2025-02-24 20:00 | 40.744 |  |  |  |  | 1160.4503 | 0 | bar: Availability G1
2025-02-24 21:00 | 29.1729 |  |  |  |  | 1160.4503 | 0 | bar: Availability G1
2025-02-24 22:00 | 27.5142 |  |  |  |  | 1160.4503 | 0 | bar: Availability G1
2025-02-24 23:00 | 27.1184 |  |  |  |  | 1160.4503 | 0 | bar: Availability G1
2025-02-25 | 27.5142 |  |  |  |  | 1160.4503 | 0 | bar: Availability G1
2025-02-25 01:00 | 27.4125 |  |  |  |  | 1160.4503 | 0 | bar: Availability G1
2025-02-25 02:00 | 27.573 |  |  |  |  | 1160.4503 | 0 | bar: Availability G1
2025-02-25 03:00 | 27.1184 |  |  |  |  | 1160.4503 | 0 | bar: Availability G1
2025-02-25 04:00 | 28.5529 |  |  |  |  | 1160.4503 | 0 | bar: Availability G1
2025-02-25 05:00 | 32.9849 |  |  |  |  | 1160.4503 | 0 | bar: Availability G1
2025-02-25 06:00 | 50.6458 |  |  |  |  | 1160.4503 | 0 | bar: Availability G1
2025-02-25 07:00 | 51.9735 |  |  |  |  | 1160.4503 | 0 | bar: Availability G1
2025-02-25 08:00 | 46.6059 |  |  |  |  | 1160.4503 | 0 | bar: Availability G1
2025-02-25 09:00 | 37.3561 |  |  |  |  | 1160.4503 | 0 | bar: Availability G1
2025-02-25 10:00 | 34.0524 |  |  |  |  | 1160.4503 | 0 | bar: Availability G1
2025-02-25 11:00 | 30.8157 |  |  |  |  | 1160.4503 | 0 | bar: Availability G1
2025-02-25 12:00 | 30.4717 |  |  |  |  | 1160.4503 | 0 | bar: Availability G1
2025-02-25 13:00 | 30.3256 |  |  |  |  | 1160.4503 | 0 | bar: Availability G1
2025-02-25 14:00 | 30.0122 |  |  |  |  | 1160.4503 | 0 | bar: Availability G1
2025-02-25 15:00 | 28.3396 |  |  |  |  | 1160.4503 | 0 | bar: Availability G1
2025-02-25 16:00 | 28.5703 |  |  |  |  | 1160.4503 | 0 | bar: Availability G1
2025-02-25 17:00 | 39.6045 |  |  |  |  | 1160.4503 | 0 | bar: Availability G1
2025-02-25 18:00 | 50.6459 |  |  |  |  | 1160.4503 | 0 | bar: Availability G1
2025-02-25 19:00 | 50.6458 |  |  |  |  | 1160.4503 | 0 | bar: Availability G1
2025-02-25 20:00 | 47.595 |  |  |  |  | 1160.4503 | 0 | bar: Availability G1
2025-02-25 21:00 | 35.0488 |  |  |  |  | 1160.4503 | 0 | bar: Availability G1
2025-02-25 22:00 | 26.9 |  |  |  |  | 1160.4503 | 0 | bar: Availability G1
2025-02-25 23:00 | 26.3564 |  |  |  |  | 1160.4503 | 0 | bar: Availability G1
2025-02-26 | 25.2531 |  |  |  |  | 1160.4503 | 0 | bar: Availability G1
2025-02-26 01:00 | 24.5813 |  |  |  |  | 1160.4503 | 0 | bar: Availability G1
2025-02-26 02:00 | 23.8991 |  |  |  |  | 1160.4503 | 0 | bar: Availability G1
2025-02-26 03:00 | 26.562 |  |  |  |  | 1160.4503 | 0 | bar: Availability G1
2025-02-26 04:00 | 28.5856 |  |  |  |  | 1160.4503 | 0 | bar: Availability G1
2025-02-26 05:00 | 30.8073 |  |  |  |  | 1160.4503 | 0 | bar: Availability G1
2025-02-26 06:00 | 50.6037 |  |  |  |  | 1160.4503 | 0 | bar: Availability G1
2025-02-26 07:00 | 49.1441 |  |  |  |  | 1160.4503 | 0 | bar: Availability G1
2025-02-26 08:00 | 37.3561 |  |  |  |  | 1160.4503 | 0 | bar: Availability G1
2025-02-26 09:00 | 28.2795 |  |  |  |  | 1160.4503 | 0 | bar: Availability G1
2025-02-26 10:00 | 28.1031 |  |  |  |  | 1160.4503 | 0 | bar: Availability G1
2025-02-26 11:00 | 27.1184 |  |  |  |  | 1160.4503 | 0 | bar: Availability G1
2025-02-26 12:00 | 26.562 |  |  |  |  | 1160.4503 | 0 | bar: Availability G1
2025-02-26 13:00 | 26.562 |  |  |  |  | 1160.4503 | 0 | bar: Availability G1
2025-02-26 14:00 | 26.6122 |  |  |  |  | 1160.4503 | 0 | bar: Availability G1
2025-02-26 15:00 | 27.1184 |  |  |  |  | 1160.4503 | 0 | bar: Availability G1
2025-02-26 16:00 | 35.013 |  |  |  |  | 1160.4503 | 0 | bar: Availability G1
2025-02-26 17:00 | 40.3402 |  |  |  |  | 1160.4503 | 0 | bar: Availability G1
2025-02-26 18:00 | 53.8505 |  |  |  |  | 1160.4503 | 0 | bar: Availability G1
2025-02-26 19:00 | 51.8323 |  |  |  |  | 1160.4503 | 0 | bar: Availability G1
2025-02-26 20:00 | 49.8447 |  |  |  |  | 1160.4503 | 0 | bar: Availability G1
2025-02-26 21:00 | 45.5172 |  |  |  |  | 1160.4503 | 0 | bar: Availability G1
2025-02-26 22:00 | 38.8077 |  |  |  |  | 1160.4503 | 0 | bar: Availability G1
2025-02-26 23:00 | 32.679 |  |  |  |  | 1160.4503 | 0 | bar: Availability G1
2025-02-27 | 29.7512 |  |  |  |  | 1160.4503 | 0 | bar: Availability G1
2025-02-27 01:00 | 29.0672 |  |  |  |  | 1160.4503 | 0 | bar: Availability G1
2025-02-27 02:00 | 30.1147 |  |  |  |  | 1160.4503 | 0 | bar: Availability G1
2025-02-27 03:00 | 33.3225 |  |  |  |  | 1160.4503 | 0 | bar: Availability G1
2025-02-27 04:00 | 34.0524 |  |  |  |  | 1160.4503 | 0 | bar: Availability G1
2025-02-27 05:00 | 38.7009 |  |  |  |  | 1160.4503 | 0 | bar: Availability G1
2025-02-27 06:00 | 55.4428 |  |  |  |  | 1160.4503 | 0 | bar: Availability G1
2025-02-27 07:00 | 51.7718 |  |  |  |  | 1160.4503 | 0 | bar: Availability G1
2025-02-27 08:00 | 45.813 |  |  |  |  | 1160.4503 | 0 | bar: Availability G1
2025-02-27 09:00 | 35.2369 |  |  |  |  | 1160.4503 | 0 | bar: Availability G1
2025-02-27 10:00 | 28.5529 |  |  |  |  | 1160.4503 | 0 | bar: Availability G1
2025-02-27 11:00 | 26.7578 |  |  |  |  | 1160.4503 | 0 | bar: Availability G1
2025-02-27 12:00 | 26.0686 |  |  |  |  | 1160.4503 | 0 | bar: Availability G1
2025-02-27 13:00 | 24.509 |  |  |  |  | 1160.4503 | 0 | bar: Availability G1
2025-02-27 14:00 | 24.9191 |  |  |  |  | 1160.4503 | 0 | bar: Availability G1
2025-02-27 15:00 | 25.4438 |  |  |  |  | 1160.4503 | 0 | bar: Availability G1
2025-02-27 16:00 | 27.8795 |  |  |  |  | 1160.4503 | 0 | bar: Availability G1
2025-02-27 17:00 | 35.0782 |  |  |  |  | 1160.4503 | 0 | bar: Availability G1
2025-02-27 18:00 | 41.2009 |  |  |  |  | 1160.4503 | 0 | bar: Availability G1
2025-02-27 19:00 | 44.1206 |  |  |  |  | 1160.4503 | 0 | bar: Availability G1
2025-02-27 20:00 | 49.1442 |  |  |  |  | 1160.4503 | 0 | bar: Availability G1
2025-02-27 21:00 | 34.5296 |  |  |  |  | 1160.4503 | 0 | bar: Availability G1
2025-02-27 22:00 | 30.3122 |  |  |  |  | 1160.4503 | 0 | bar: Availability G1
2025-02-27 23:00 | 28.4165 |  |  |  |  | 1160.4503 | 0 | bar: Availability G1
2025-02-28 | 27.1184 |  |  |  |  | 1160.4503 | 0 | bar: Availability G1
2025-02-28 01:00 | 26.9 |  |  |  |  | 1160.4503 | 0 | bar: Availability G1
2025-02-28 02:00 | 27.5983 |  |  |  |  | 1160.4503 | 0 | bar: Availability G1
2025-02-28 03:00 | 27.5983 |  |  |  |  | 1160.4503 | 0 | bar: Availability G1
2025-02-28 04:00 | 28.4934 |  |  |  |  | 1160.4503 | 0 | bar: Availability G1
2025-02-28 05:00 | 34.0524 |  |  |  |  | 1160.4503 | 0 | bar: Availability G1
2025-02-28 06:00 | 47.46 |  |  |  |  | 1160.4503 | 0 | bar: Availability G1
2025-02-28 07:00 | 41.9684 |  |  |  |  | 1160.4503 | 0 | bar: Availability G1
2025-02-28 08:00 | 34.0524 |  |  |  |  | 1160.4503 | 0 | bar: Availability G1
2025-02-28 09:00 | 30.8073 |  |  |  |  | 1160.4503 | 0 | bar: Availability G1
2025-02-28 10:00 | 30.6157 |  |  |  |  | 1160.4503 | 0 | bar: Availability G1
2025-02-28 11:00 | 28.2795 |  |  |  |  | 1160.4503 | 0 | bar: Availability G1
2025-02-28 12:00 | 28.2795 |  |  |  |  | 1160.4503 | 0 | bar: Availability G1
2025-02-28 13:00 | 29.9965 |  |  |  |  | 1160.4503 | 0 | bar: Availability G1
2025-02-28 14:00 | 29.9965 |  |  |  |  | 1160.4503 | 0 | bar: Availability G1
2025-02-28 15:00 | 30.8157 |  |  |  |  | 1160.4503 | 0 | bar: Availability G1
2025-02-28 16:00 | 31.0667 |  |  |  |  | 1160.4503 | 0 | bar: Availability G1
2025-02-28 17:00 | 46.7927 |  |  |  |  | 1160.4503 | 0 | bar: Availability G1
2025-02-28 18:00 | 51.9735 |  |  |  |  | 1160.4503 | 0 | bar: Availability G1
2025-02-28 19:00 | 51.9735 |  |  |  |  | 1160.4503 | 0 | bar: Availability G1
2025-02-28 20:00 | 51.2269 |  |  |  |  | 1160.4503 | 0 | bar: Availability G1
2025-02-28 21:00 | 35.0555 |  |  |  |  | 1160.4503 | 0 | bar: Availability G1
2025-02-28 22:00 | 32.148 |  |  |  |  | 1160.4503 | 0 | bar: Availability G1
2025-02-28 23:00 | 34.0524 |  |  |  |  | 1160.4503 | 0 | bar: Availability G1
2025-03-01 | 28.8951 |  |  |  |  | 1275.3298 | 0 | bar: Availability G1
2025-03-01 01:00 | 28.0587 |  |  |  |  | 1275.3298 | 0 | bar: Availability G1
2025-03-01 02:00 | 28.0186 |  |  |  |  | 1275.3298 | 0 | bar: Availability G1
2025-03-01 03:00 | 27.63 |  |  |  |  | 1275.3298 | 0 | bar: Availability G1
2025-03-01 04:00 | 28.8707 |  |  |  |  | 1275.3298 | 0 | bar: Availability G1
2025-03-01 05:00 | 34.5296 |  |  |  |  | 1275.3298 | 0 | bar: Availability G1
2025-03-01 06:00 | 36.1732 |  |  |  |  | 1275.3298 | 0 | bar: Availability G1
2025-03-01 07:00 | 35.4696 |  |  |  |  | 1275.3298 | 0 | bar: Availability G1
2025-03-01 08:00 | 30.0504 |  |  |  |  | 1275.3298 | 0 | bar: Availability G1
2025-03-01 09:00 | 31.8908 |  |  |  |  | 1275.3298 | 0 | bar: Availability G1
2025-03-01 10:00 | 30.0504 |  |  |  |  | 1275.3298 | 0 | bar: Availability G1
2025-03-01 11:00 | 28.8951 |  |  |  |  | 1275.3298 | 0 | bar: Availability G1
2025-03-01 12:00 | 30.0504 |  |  |  |  | 1275.3298 | 0 | bar: Availability G1
2025-03-01 13:00 | 28.3797 |  |  |  |  | 1275.3298 | 0 | bar: Availability G1
2025-03-01 14:00 | 28.091 |  |  |  |  | 1275.3298 | 0 | bar: Availability G1
2025-03-01 15:00 | 28.3797 |  |  |  |  | 1275.3298 | 0 | bar: Availability G1
2025-03-01 16:00 | 28.8951 |  |  |  |  | 1275.3298 | 0 | bar: Availability G1
2025-03-01 17:00 | 26.9 |  |  |  |  | 1275.3298 | 0 | bar: Availability G1
2025-03-01 18:00 | 33.9363 |  |  |  |  | 1275.3298 | 0 | bar: Availability G1
2025-03-01 19:00 | 39.2812 |  |  |  |  | 1275.3298 | 0 | bar: Availability G1
2025-03-01 20:00 | 41.6678 |  |  |  |  | 1275.3298 | 0 | bar: Availability G1
2025-03-01 21:00 | 28.1045 |  |  |  |  | 1275.3298 | 0 | bar: Availability G1
2025-03-01 22:00 | 26.359 |  |  |  |  | 1275.3298 | 0 | bar: Availability G1
2025-03-01 23:00 | 26.7091 |  |  |  |  | 1275.3298 | 0 | bar: Availability G1
2025-03-02 | 28.8951 |  |  |  |  | 1275.3298 | 0 | bar: Availability G1
2025-03-02 01:00 | 27.573 |  |  |  |  | 1275.3298 | 0 | bar: Availability G1
2025-03-02 02:00 | 26.5672 |  |  |  |  | 1275.3298 | 0 | bar: Availability G1
2025-03-02 03:00 | 26.7091 |  |  |  |  | 1275.3298 | 0 | bar: Availability G1
2025-03-02 04:00 | 33.1244 |  |  |  |  | 1275.3298 | 0 | bar: Availability G1
2025-03-02 05:00 | 34.1589 |  |  |  |  | 1275.3298 | 0 | bar: Availability G1
2025-03-02 06:00 | 37.8056 |  |  |  |  | 1275.3298 | 0 | bar: Availability G1
2025-03-02 07:00 | 32.0499 |  |  |  |  | 1275.3298 | 0 | bar: Availability G1
2025-03-02 08:00 | 43.0497 |  |  |  |  | 1275.3298 | 0 | bar: Availability G1
2025-03-02 09:00 | 53.5942 |  |  |  |  | 1275.3298 | 0 | bar: Availability G1
2025-03-02 10:00 | 49.5059 |  |  |  |  | 1275.3298 | 0 | bar: Availability G1
2025-03-02 11:00 | 31.8908 |  |  |  |  | 1275.3298 | 0 | bar: Availability G1
2025-03-02 12:00 | 27.1903 |  |  |  |  | 1275.3298 | 0 | bar: Availability G1
2025-03-02 13:00 | 25.9976 |  |  |  |  | 1275.3298 | 0 | bar: Availability G1
2025-03-02 14:00 | 25.6583 |  |  |  |  | 1275.3298 | 0 | bar: Availability G1
2025-03-02 15:00 | 25.2914 |  |  |  |  | 1275.3298 | 0 | bar: Availability G1
2025-03-02 16:00 | 25.2914 |  |  |  |  | 1275.3298 | 0 | bar: Availability G1
2025-03-02 17:00 | 27.3097 |  |  |  |  | 1275.3298 | 0 | bar: Availability G1
2025-03-02 18:00 | 44.4073 |  |  |  |  | 1275.3298 | 0 | bar: Availability G1
2025-03-02 19:00 | 48.6108 |  |  |  |  | 1275.3298 | 0 | bar: Availability G1
2025-03-02 20:00 | 42.7019 |  |  |  |  | 1275.3298 | 0 | bar: Availability G1
2025-03-02 21:00 | 31.8908 |  |  |  |  | 1275.3298 | 0 | bar: Availability G1
2025-03-02 22:00 | 27.573 |  |  |  |  | 1275.3298 | 0 | bar: Availability G1
2025-03-02 23:00 | 26.3418 |  |  |  |  | 1275.3298 | 0 | bar: Availability G1
2025-03-03 | 24.9277 |  |  |  |  | 1275.3298 | 0 | bar: Availability G1
2025-03-03 01:00 | 24.9277 |  |  |  |  | 1275.3298 | 0 | bar: Availability G1
2025-03-03 02:00 | 26.4962 |  |  |  |  | 1275.3298 | 0 | bar: Availability G1
2025-03-03 03:00 | 24.7786 |  |  |  |  | 1275.3298 | 0 | bar: Availability G1
2025-03-03 04:00 | 24.5813 |  |  |  |  | 1275.3298 | 0 | bar: Availability G1
2025-03-03 05:00 | 26.2013 |  |  |  |  | 1275.3298 | 0 | bar: Availability G1
2025-03-03 06:00 | 28.5529 |  |  |  |  | 1275.3298 | 0 | bar: Availability G1
2025-03-03 07:00 | 32.2895 |  |  |  |  | 1275.3298 | 0 | bar: Availability G1
2025-03-03 08:00 | 28.2358 |  |  |  |  | 1275.3298 | 0 | bar: Availability G1
2025-03-03 09:00 | 27.3551 |  |  |  |  | 1275.3298 | 0 | bar: Availability G1
2025-03-03 10:00 | 26.0694 |  |  |  |  | 1275.3298 | 0 | bar: Availability G1
2025-03-03 11:00 | 25.7556 |  |  |  |  | 1275.3298 | 0 | bar: Availability G1
2025-03-03 12:00 | 26.0694 |  |  |  |  | 1275.3298 | 0 | bar: Availability G1
2025-03-03 13:00 | 25.7556 |  |  |  |  | 1275.3298 | 0 | bar: Availability G1
2025-03-03 14:00 | 26.0694 |  |  |  |  | 1275.3298 | 0 | bar: Availability G1
2025-03-03 15:00 | 27.6599 |  |  |  |  | 1275.3298 | 0 | bar: Availability G1
2025-03-03 16:00 | 31.8908 |  |  |  |  | 1275.3298 | 0 | bar: Availability G1
2025-03-03 17:00 | 35.2886 |  |  |  |  | 1275.3298 | 0 | bar: Availability G1
2025-03-03 18:00 | 55.727 |  |  |  |  | 1275.3298 | 0 | bar: Availability G1
2025-03-03 19:00 | 55.1794 |  |  |  |  | 1275.3298 | 0 | bar: Availability G1
2025-03-03 20:00 | 49.5059 |  |  |  |  | 1275.3298 | 0 | bar: Availability G1
2025-03-03 21:00 | 31.9085 |  |  |  |  | 1275.3298 | 0 | bar: Availability G1
2025-03-03 22:00 | 26.9 |  |  |  |  | 1275.3298 | 0 | bar: Availability G1
2025-03-03 23:00 | 25.9466 |  |  |  |  | 1275.3298 | 0 | bar: Availability G1
2025-03-04 | 24.5538 |  |  |  |  | 1275.3298 | 0 | bar: Availability G1
2025-03-04 01:00 | 24.5538 |  |  |  |  | 1275.3298 | 0 | bar: Availability G1
2025-03-04 02:00 | 24.5538 |  |  |  |  | 1275.3298 | 0 | bar: Availability G1
2025-03-04 03:00 | 24.5813 |  |  |  |  | 1275.3298 | 0 | bar: Availability G1
2025-03-04 04:00 | 25.9466 |  |  |  |  | 1275.3298 | 0 | bar: Availability G1
2025-03-04 05:00 | 30.7777 |  |  |  |  | 1275.3298 | 0 | bar: Availability G1
2025-03-04 06:00 | 41.5018 |  |  |  |  | 1275.3298 | 0 | bar: Availability G1
2025-03-04 07:00 | 38.0552 |  |  |  |  | 1275.3298 | 0 | bar: Availability G1
2025-03-04 08:00 | 27.573 |  |  |  |  | 1275.3298 | 0 | bar: Availability G1
2025-03-04 09:00 | 24.5499 |  |  |  |  | 1275.3298 | 0 | bar: Availability G1
2025-03-04 10:00 | 22.7518 |  |  |  |  | 1275.3298 | 0 | bar: Availability G1
2025-03-04 11:00 | 22.2372 |  |  |  |  | 1275.3298 | 0 | bar: Availability G1
2025-03-04 12:00 | 21.9922 |  |  |  |  | 1275.3298 | 0 | bar: Availability G1
2025-03-04 13:00 | 20.7231 |  |  |  |  | 1275.3298 | 0 | bar: Availability G1
2025-03-04 14:00 | 17.8993 |  |  |  |  | 1275.3298 | 0 | bar: Availability G1
2025-03-04 15:00 | 20.9029 |  |  |  |  | 1275.3298 | 0 | bar: Availability G1
2025-03-04 16:00 | 24.5813 |  |  |  |  | 1275.3298 | 0 | bar: Availability G1
2025-03-04 17:00 | 29.0081 |  |  |  |  | 1275.3298 | 0 | bar: Availability G1
2025-03-04 18:00 | 47.6112 |  |  |  |  | 1275.3298 | 0 | bar: Availability G1
2025-03-04 19:00 | 48.8117 |  |  |  |  | 1275.3298 | 0 | bar: Availability G1
2025-03-04 20:00 | 39.3637 |  |  |  |  | 1275.3298 | 0 | bar: Availability G1
2025-03-04 21:00 | 26.9 |  |  |  |  | 1275.3298 | 0 | bar: Availability G1
2025-03-04 22:00 | 25.2976 |  |  |  |  | 1275.3298 | 0 | bar: Availability G1
2025-03-04 23:00 | 25.2976 |  |  |  |  | 1275.3298 | 0 | bar: Availability G1
2025-03-05 | 25.2914 |  |  |  |  | 1275.3298 | 0 | bar: Availability G1
2025-03-05 01:00 | 26.3543 |  |  |  |  | 1275.3298 | 0 | bar: Availability G1
2025-03-05 02:00 | 26.4253 |  |  |  |  | 1275.3298 | 0 | bar: Availability G1
2025-03-05 03:00 | 26.4253 |  |  |  |  | 1275.3298 | 0 | bar: Availability G1
2025-03-05 04:00 | 28.0186 |  |  |  |  | 1275.3298 | 0 | bar: Availability G1
2025-03-05 05:00 | 34.6807 |  |  |  |  | 1275.3298 | 0 | bar: Availability G1
2025-03-05 06:00 | 44.0272 |  |  |  |  | 1275.3298 | 0 | bar: Availability G1
2025-03-05 07:00 | 33.1244 |  |  |  |  | 1275.3298 | 0 | bar: Availability G1
2025-03-05 08:00 | 24.6919 |  |  |  |  | 1275.3298 | 0 | bar: Availability G1
2025-03-05 09:00 | 22.3089 |  |  |  |  | 1275.3298 | 0 | bar: Availability G1
2025-03-05 10:00 | 22.2372 |  |  |  |  | 1275.3298 | 0 | bar: Availability G1
2025-03-05 11:00 | 22.2372 |  |  |  |  | 1275.3298 | 0 | bar: Availability G1
2025-03-05 12:00 | 19.839 |  |  |  |  | 1275.3298 | 0 | bar: Availability G1
2025-03-05 13:00 | 20.7231 |  |  |  |  | 1275.3298 | 0 | bar: Availability G1
2025-03-05 14:00 | 20.7231 |  |  |  |  | 1275.3298 | 0 | bar: Availability G1
2025-03-05 15:00 | 22.2372 |  |  |  |  | 1275.3298 | 0 | bar: Availability G1
2025-03-05 16:00 | 24.5813 |  |  |  |  | 1275.3298 | 0 | bar: Availability G1
2025-03-05 17:00 | 28.8166 |  |  |  |  | 1275.3298 | 0 | bar: Availability G1
2025-03-05 18:00 | 40.819 |  |  |  |  | 1275.3298 | 0 | bar: Availability G1
2025-03-05 19:00 | 46.4412 |  |  |  |  | 1275.3298 | 0 | bar: Availability G1
2025-03-05 20:00 | 29.7263 |  |  |  |  | 1275.3298 | 0 | bar: Availability G1
2025-03-05 21:00 | 29.0081 |  |  |  |  | 1275.3298 | 0 | bar: Availability G1
2025-03-05 22:00 | 26.6382 |  |  |  |  | 1275.3298 | 0 | bar: Availability G1
2025-03-05 23:00 | 26.359 |  |  |  |  | 1275.3298 | 0 | bar: Availability G1
2025-03-06 | 26.3418 |  |  |  |  | 1275.3298 | 0 | bar: Availability G1
2025-03-06 01:00 | 25.2976 |  |  |  |  | 1275.3298 | 0 | bar: Availability G1
2025-03-06 02:00 | 25.2976 |  |  |  |  | 1275.3298 | 0 | bar: Availability G1
2025-03-06 03:00 | 25.2976 |  |  |  |  | 1275.3298 | 0 | bar: Availability G1
2025-03-06 04:00 | 26.9 |  |  |  |  | 1275.3298 | 0 | bar: Availability G1
2025-03-06 05:00 | 31.5285 |  |  |  |  | 1275.3298 | 0 | bar: Availability G1
2025-03-06 06:00 | 44.3733 |  |  |  |  | 1275.3298 | 0 | bar: Availability G1
2025-03-06 07:00 | 37.5878 |  |  |  |  | 1275.3298 | 0 | bar: Availability G1
2025-03-06 08:00 | 29.8773 |  |  |  |  | 1275.3298 | 0 | bar: Availability G1
2025-03-06 09:00 | 24.7786 |  |  |  |  | 1275.3298 | 0 | bar: Availability G1
2025-03-06 10:00 | 24.7786 |  |  |  |  | 1275.3298 | 0 | bar: Availability G1
2025-03-06 11:00 | 23.7633 |  |  |  |  | 1275.3298 | 0 | bar: Availability G1
2025-03-06 12:00 | 23.1257 |  |  |  |  | 1275.3298 | 0 | bar: Availability G1
2025-03-06 13:00 | 23.4068 |  |  |  |  | 1275.3298 | 0 | bar: Availability G1
2025-03-06 14:00 | 23.4068 |  |  |  |  | 1275.3298 | 0 | bar: Availability G1
2025-03-06 15:00 | 24.7786 |  |  |  |  | 1275.3298 | 0 | bar: Availability G1
2025-03-06 16:00 | 29.9687 |  |  |  |  | 1275.3298 | 0 | bar: Availability G1
2025-03-06 17:00 | 37.1036 |  |  |  |  | 1275.3298 | 0 | bar: Availability G1
2025-03-06 18:00 | 48.4668 |  |  |  |  | 1275.3298 | 0 | bar: Availability G1
2025-03-06 19:00 | 49.7663 |  |  |  |  | 1275.3298 | 0 | bar: Availability G1
2025-03-06 20:00 | 48.8117 |  |  |  |  | 1275.3298 | 0 | bar: Availability G1
2025-03-06 21:00 | 32.2804 |  |  |  |  | 1275.3298 | 0 | bar: Availability G1
2025-03-06 22:00 | 29.0698 |  |  |  |  | 1275.3298 | 0 | bar: Availability G1
2025-03-06 23:00 | 26.6382 |  |  |  |  | 1275.3298 | 0 | bar: Availability G1
2025-03-07 | 26.3988 |  |  |  |  | 1275.3298 | 0 | bar: Availability G1
2025-03-07 01:00 | 26.3418 |  |  |  |  | 1275.3298 | 0 | bar: Availability G1
2025-03-07 02:00 | 26.359 |  |  |  |  | 1275.3298 | 0 | bar: Availability G1
2025-03-07 03:00 | 26.7429 |  |  |  |  | 1275.3298 | 0 | bar: Availability G1
2025-03-07 04:00 | 27.4005 |  |  |  |  | 1275.3298 | 0 | bar: Availability G1
2025-03-07 05:00 | 29.4576 |  |  |  |  | 1275.3298 | 0 | bar: Availability G1
2025-03-07 06:00 | 37.8686 |  |  |  |  | 1275.3298 | 0 | bar: Availability G1
2025-03-07 07:00 | 32.8229 |  |  |  |  | 1275.3298 | 0 | bar: Availability G1
2025-03-07 08:00 | 30.3616 |  |  |  |  | 1275.3298 | 0 | bar: Availability G1
2025-03-07 09:00 | 28.8951 |  |  |  |  | 1275.3298 | 0 | bar: Availability G1
2025-03-07 10:00 | 26.359 |  |  |  |  | 1275.3298 | 0 | bar: Availability G1
2025-03-07 11:00 | 25.2914 |  |  |  |  | 1275.3298 | 0 | bar: Availability G1
2025-03-07 12:00 | 28.091 |  |  |  |  | 1275.3298 | 0 | bar: Availability G1
2025-03-07 13:00 | 26.3988 |  |  |  |  | 1275.3298 | 0 | bar: Availability G1
2025-03-07 14:00 | 23.772 |  |  |  |  | 1275.3298 | 0 | bar: Availability G1
2025-03-07 15:00 | 24.509 |  |  |  |  | 1275.3298 | 0 | bar: Availability G1
2025-03-07 16:00 | 24.7786 |  |  |  |  | 1275.3298 | 0 | bar: Availability G1
2025-03-07 17:00 | 26.6382 |  |  |  |  | 1275.3298 | 0 | bar: Availability G1
2025-03-07 18:00 | 43.0497 |  |  |  |  | 1275.3298 | 0 | bar: Availability G1
2025-03-07 19:00 | 42.377 |  |  |  |  | 1275.3298 | 0 | bar: Availability G1
2025-03-07 20:00 | 28.8951 |  |  |  |  | 1275.3298 | 0 | bar: Availability G1
2025-03-07 21:00 | 26.8805 |  |  |  |  | 1275.3298 | 0 | bar: Availability G1
2025-03-07 22:00 | 24.7786 |  |  |  |  | 1275.3298 | 0 | bar: Availability G1
2025-03-07 23:00 | 23.5746 |  |  |  |  | 1275.3298 | 0 | bar: Availability G1
2025-03-08 | 23.1257 |  |  |  |  | 1275.3298 | 0 | bar: Availability G1
2025-03-08 01:00 | 24.6192 |  |  |  |  | 1275.3298 | 0 | bar: Availability G1
2025-03-08 02:00 | 24.9277 |  |  |  |  | 1275.3298 | 0 | bar: Availability G1
2025-03-08 03:00 | 24.7786 |  |  |  |  | 1275.3298 | 0 | bar: Availability G1
2025-03-08 04:00 | 27.1852 |  |  |  |  | 1275.3298 | 0 | bar: Availability G1
2025-03-08 05:00 | 30.6816 |  |  |  |  | 1275.3298 | 0 | bar: Availability G1
2025-03-08 06:00 | 41.5968 |  |  |  |  | 1275.3298 | 0 | bar: Availability G1
2025-03-08 07:00 | 36.7241 |  |  |  |  | 1275.3298 | 0 | bar: Availability G1
2025-03-08 08:00 | 28.8951 |  |  |  |  | 1275.3298 | 0 | bar: Availability G1
2025-03-08 09:00 | 26.4424 |  |  |  |  | 1275.3298 | 0 | bar: Availability G1
2025-03-08 10:00 | 26.3988 |  |  |  |  | 1275.3298 | 0 | bar: Availability G1
2025-03-08 11:00 | 26.4424 |  |  |  |  | 1275.3298 | 0 | bar: Availability G1
2025-03-08 12:00 | 24.5813 |  |  |  |  | 1275.3298 | 0 | bar: Availability G1
2025-03-08 13:00 | 23.1257 |  |  |  |  | 1275.3298 | 0 | bar: Availability G1
2025-03-08 14:00 | 22.3411 |  |  |  |  | 1275.3298 | 0 | bar: Availability G1
2025-03-08 15:00 | 23.1257 |  |  |  |  | 1275.3298 | 0 | bar: Availability G1
2025-03-08 16:00 | 27.573 |  |  |  |  | 1275.3298 | 0 | bar: Availability G1
2025-03-08 17:00 | 32.7478 |  |  |  |  | 1275.3298 | 0 | bar: Availability G1
2025-03-08 18:00 | 47.4533 |  |  |  |  | 1275.3298 | 0 | bar: Availability G1
2025-03-08 19:00 | 48.5771 |  |  |  |  | 1275.3298 | 0 | bar: Availability G1
2025-03-08 20:00 | 45.9876 |  |  |  |  | 1275.3298 | 0 | bar: Availability G1
2025-03-08 21:00 | 32.92 |  |  |  |  | 1275.3298 | 0 | bar: Availability G1
2025-03-08 22:00 | 29.0869 |  |  |  |  | 1275.3298 | 0 | bar: Availability G1
2025-03-08 23:00 | 26.7192 |  |  |  |  | 1275.3298 | 0 | bar: Availability G1
2025-03-09 | 28.6072 |  |  |  |  | 1275.3298 | 0 | bar: Availability G1
2025-03-09 01:00 | 28.5805 |  |  |  |  | 1275.3298 | 0 | bar: Availability G1
2025-03-09 02:00 | 28.9417 |  |  |  |  | 1275.3298 | 0 | bar: Availability G1
2025-03-09 03:00 | 28.5805 |  |  |  |  | 1275.3298 | 0 | bar: Availability G1
2025-03-09 04:00 | 34.7883 |  |  |  |  | 1275.3298 | 0 | bar: Availability G1
2025-03-09 05:00 | 39.802 |  |  |  |  | 1275.3298 | 0 | bar: Availability G1
2025-03-09 06:00 | 49.5059 |  |  |  |  | 1275.3298 | 0 | bar: Availability G1
2025-03-09 07:00 | 48.8117 |  |  |  |  | 1275.3298 | 0 | bar: Availability G1
2025-03-09 08:00 | 31.8908 |  |  |  |  | 1275.3298 | 0 | bar: Availability G1
2025-03-09 09:00 | 26.1313 |  |  |  |  | 1275.3298 | 0 | bar: Availability G1
2025-03-09 10:00 | 23.772 |  |  |  |  | 1275.3298 | 0 | bar: Availability G1
2025-03-09 11:00 | 22.3089 |  |  |  |  | 1275.3298 | 0 | bar: Availability G1
2025-03-09 12:00 | 20.9385 |  |  |  |  | 1275.3298 | 0 | bar: Availability G1
2025-03-09 13:00 | 20.9385 |  |  |  |  | 1275.3298 | 0 | bar: Availability G1
2025-03-09 14:00 | 20.9385 |  |  |  |  | 1275.3298 | 0 | bar: Availability G1
2025-03-09 15:00 | 22.3089 |  |  |  |  | 1275.3298 | 0 | bar: Availability G1
2025-03-09 16:00 | 24.5813 |  |  |  |  | 1275.3298 | 0 | bar: Availability G1
2025-03-09 17:00 | 26.7063 |  |  |  |  | 1275.3298 | 0 | bar: Availability G1
2025-03-09 18:00 | 45.6556 |  |  |  |  | 1275.3298 | 0 | bar: Availability G1
2025-03-09 19:00 | 52.6106 |  |  |  |  | 1275.3298 | 0 | bar: Availability G1
2025-03-09 20:00 | 44.2927 |  |  |  |  | 1275.3298 | 0 | bar: Availability G1
2025-03-09 21:00 | 32.4161 |  |  |  |  | 1275.3298 | 0 | bar: Availability G1
2025-03-09 22:00 | 25.2914 |  |  |  |  | 1275.3298 | 0 | bar: Availability G1
2025-03-09 23:00 | 23.8991 |  |  |  |  | 1275.3298 | 0 | bar: Availability G1
2025-03-10 | 23.8991 |  |  |  |  | 1275.3298 | 0 | bar: Availability G1
2025-03-10 01:00 | 23.1257 |  |  |  |  | 1275.3298 | 0 | bar: Availability G1
2025-03-10 02:00 | 23.8991 |  |  |  |  | 1275.3298 | 0 | bar: Availability G1
2025-03-10 03:00 | 24.3259 |  |  |  |  | 1275.3298 | 0 | bar: Availability G1
2025-03-10 04:00 | 25.2914 |  |  |  |  | 1275.3298 | 0 | bar: Availability G1
2025-03-10 05:00 | 29.0698 |  |  |  |  | 1275.3298 | 0 | bar: Availability G1
2025-03-10 06:00 | 39.6709 |  |  |  |  | 1275.3298 | 0 | bar: Availability G1
2025-03-10 07:00 | 31.673 |  |  |  |  | 1275.3298 | 0 | bar: Availability G1
2025-03-10 08:00 | 26.564 |  |  |  |  | 1275.3298 | 0 | bar: Availability G1
2025-03-10 09:00 | 24.7786 |  |  |  |  | 1275.3298 | 0 | bar: Availability G1
2025-03-10 10:00 | 23.8991 |  |  |  |  | 1275.3298 | 0 | bar: Availability G1
2025-03-10 11:00 | 23.1359 |  |  |  |  | 1275.3298 | 0 | bar: Availability G1
2025-03-10 12:00 | 23.1257 |  |  |  |  | 1275.3298 | 0 | bar: Availability G1
2025-03-10 13:00 | 23.1359 |  |  |  |  | 1275.3298 | 0 | bar: Availability G1
2025-03-10 14:00 | 28.8951 |  |  |  |  | 1275.3298 | 0 | bar: Availability G1
2025-03-10 15:00 | 29.0698 |  |  |  |  | 1275.3298 | 0 | bar: Availability G1
2025-03-10 16:00 | 43.0497 |  |  |  |  | 1275.3298 | 0 | bar: Availability G1
2025-03-10 17:00 | 48.8117 |  |  |  |  | 1275.3298 | 0 | bar: Availability G1
2025-03-10 18:00 | 50.4634 |  |  |  |  | 1275.3298 | 0 | bar: Availability G1
2025-03-10 19:00 | 43.0497 |  |  |  |  | 1275.3298 | 0 | bar: Availability G1
2025-03-10 20:00 | 47.6112 |  |  |  |  | 1275.3298 | 0 | bar: Availability G1
2025-03-10 21:00 | 33.1244 |  |  |  |  | 1275.3298 | 0 | bar: Availability G1
2025-03-10 22:00 | 27.1921 |  |  |  |  | 1275.3298 | 0 | bar: Availability G1
2025-03-10 23:00 | 26.5263 |  |  |  |  | 1275.3298 | 0 | bar: Availability G1
2025-03-11 | 26.4836 |  |  |  |  | 1275.3298 | 0 | bar: Availability G1
2025-03-11 01:00 | 26.4836 |  |  |  |  | 1275.3298 | 0 | bar: Availability G1
2025-03-11 02:00 | 26.4836 |  |  |  |  | 1275.3298 | 0 | bar: Availability G1
2025-03-11 03:00 | 26.4836 |  |  |  |  | 1275.3298 | 0 | bar: Availability G1
2025-03-11 04:00 | 28.5529 |  |  |  |  | 1275.3298 | 0 | bar: Availability G1
2025-03-11 05:00 | 54.1997 |  |  |  |  | 1275.3298 | 0 | bar: Availability G1
2025-03-11 06:00 | 51.4224 |  |  |  |  | 1275.3298 | 0 | bar: Availability G1
2025-03-11 07:00 | 49.5059 |  |  |  |  | 1275.3298 | 0 | bar: Availability G1
2025-03-11 08:00 | 48.8117 |  |  |  |  | 1275.3298 | 0 | bar: Availability G1
2025-03-11 09:00 | 31.8908 |  |  |  |  | 1275.3298 | 0 | bar: Availability G1
2025-03-11 10:00 | 30.7728 |  |  |  |  | 1275.3298 | 0 | bar: Availability G1
2025-03-11 11:00 | 30.7728 |  |  |  |  | 1275.3298 | 0 | bar: Availability G1
2025-03-11 12:00 | 31.8908 |  |  |  |  | 1275.3298 | 0 | bar: Availability G1
2025-03-11 13:00 | 29.0698 |  |  |  |  | 1275.3298 | 0 | bar: Availability G1
2025-03-11 14:00 | 43.0497 |  |  |  |  | 1275.3298 | 0 | bar: Availability G1
2025-03-11 15:00 | 31.8908 |  |  |  |  | 1275.3298 | 0 | bar: Availability G1
2025-03-11 16:00 | 49.5059 |  |  |  |  | 1275.3298 | 0 | bar: Availability G1
2025-03-11 17:00 | 55.1794 |  |  |  |  | 1275.3298 | 0 | bar: Availability G1
2025-03-11 18:00 | 51.7282 |  |  |  |  | 1275.3298 | 0 | bar: Availability G1
2025-03-11 19:00 | 51.6428 |  |  |  |  | 1275.3298 | 0 | bar: Availability G1
2025-03-11 20:00 | 44.2086 |  |  |  |  | 1275.3298 | 0 | bar: Availability G1
2025-03-11 21:00 | 32.3639 |  |  |  |  | 1275.3298 | 0 | bar: Availability G1
2025-03-11 22:00 | 26.4836 |  |  |  |  | 1275.3298 | 0 | bar: Availability G1
2025-03-11 23:00 | 26.3418 |  |  |  |  | 1275.3298 | 0 | bar: Availability G1
2025-03-12 | 26.359 |  |  |  |  | 1275.3298 | 0 | bar: Availability G1
2025-03-12 01:00 | 26.3988 |  |  |  |  | 1275.3298 | 0 | bar: Availability G1
2025-03-12 02:00 | 26.3988 |  |  |  |  | 1275.3298 | 0 | bar: Availability G1
2025-03-12 03:00 | 26.4836 |  |  |  |  | 1275.3298 | 0 | bar: Availability G1
2025-03-12 04:00 | 27.2899 |  |  |  |  | 1275.3298 | 0 | bar: Availability G1
2025-03-12 05:00 | 39.2812 |  |  |  |  | 1275.3298 | 0 | bar: Availability G1
2025-03-12 06:00 | 48.8117 |  |  |  |  | 1275.3298 | 0 | bar: Availability G1
2025-03-12 07:00 | 48.8117 |  |  |  |  | 1275.3298 | 0 | bar: Availability G1
2025-03-12 08:00 | 36.5483 |  |  |  |  | 1275.3298 | 0 | bar: Availability G1
2025-03-12 09:00 | 30.3931 |  |  |  |  | 1275.3298 | 0 | bar: Availability G1
2025-03-12 10:00 | 31.8908 |  |  |  |  | 1275.3298 | 0 | bar: Availability G1
2025-03-12 11:00 | 53.8488 |  |  |  |  | 1275.3298 | 0 | bar: Availability G1
2025-03-12 12:00 | 53.5942 |  |  |  |  | 1275.3298 | 0 | bar: Availability G1
2025-03-12 13:00 | 49.5059 |  |  |  |  | 1275.3298 | 0 | bar: Availability G1
2025-03-12 14:00 | 43.0497 |  |  |  |  | 1275.3298 | 0 | bar: Availability G1
2025-03-12 15:00 | 27.3097 |  |  |  |  | 1275.3298 | 0 | bar: Availability G1
2025-03-12 16:00 | 29.3854 |  |  |  |  | 1275.3298 | 0 | bar: Availability G1
2025-03-12 17:00 | 31.9085 |  |  |  |  | 1275.3298 | 0 | bar: Availability G1
2025-03-12 18:00 | 47.1373 |  |  |  |  | 1275.3298 | 0 | bar: Availability G1
2025-03-12 19:00 | 49.5059 |  |  |  |  | 1275.3298 | 0 | bar: Availability G1
2025-03-12 20:00 | 45.9687 |  |  |  |  | 1275.3298 | 0 | bar: Availability G1
2025-03-12 21:00 | 32.2895 |  |  |  |  | 1275.3298 | 0 | bar: Availability G1
2025-03-12 22:00 | 29.0698 |  |  |  |  | 1275.3298 | 0 | bar: Availability G1
2025-03-12 23:00 | 29.0698 |  |  |  |  | 1275.3298 | 0 | bar: Availability G1
2025-03-13 | 29.0698 |  |  |  |  | 1275.3298 | 0 | bar: Availability G1
2025-03-13 01:00 | 29.0698 |  |  |  |  | 1275.3298 | 0 | bar: Availability G1
2025-03-13 02:00 | 29.0698 |  |  |  |  | 1275.3298 | 0 | bar: Availability G1
2025-03-13 03:00 | 29.0698 |  |  |  |  | 1275.3298 | 0 | bar: Availability G1
2025-03-13 04:00 | 31.8908 |  |  |  |  | 1275.3298 | 0 | bar: Availability G1
2025-03-13 05:00 | 46.7313 |  |  |  |  | 1275.3298 | 0 | bar: Availability G1
2025-03-13 06:00 | 50.4865 |  |  |  |  | 1275.3298 | 0 | bar: Availability G1
2025-03-13 07:00 | 48.891 |  |  |  |  | 1275.3298 | 0 | bar: Availability G1
2025-03-13 08:00 | 32.034 |  |  |  |  | 1275.3298 | 0 | bar: Availability G1
2025-03-13 09:00 | 30.2034 |  |  |  |  | 1275.3298 | 0 | bar: Availability G1
2025-03-13 10:00 | 29.0698 |  |  |  |  | 1275.3298 | 0 | bar: Availability G1
2025-03-13 11:00 | 29.0698 |  |  |  |  | 1275.3298 | 0 | bar: Availability G1
2025-03-13 12:00 | 29.0698 |  |  |  |  | 1275.3298 | 0 | bar: Availability G1
2025-03-13 13:00 | 29.0698 |  |  |  |  | 1275.3298 | 0 | bar: Availability G1
2025-03-13 14:00 | 29.0698 |  |  |  |  | 1275.3298 | 0 | bar: Availability G1
2025-03-13 15:00 | 29.0698 |  |  |  |  | 1275.3298 | 0 | bar: Availability G1
2025-03-13 16:00 | 31.0667 |  |  |  |  | 1275.3298 | 0 | bar: Availability G1
2025-03-13 17:00 | 34.9102 |  |  |  |  | 1275.3298 | 0 | bar: Availability G1
2025-03-13 18:00 | 55.1794 |  |  |  |  | 1275.3298 | 0 | bar: Availability G1
2025-03-13 19:00 | 51.5887 |  |  |  |  | 1275.3298 | 0 | bar: Availability G1
2025-03-13 20:00 | 44.631 |  |  |  |  | 1275.3298 | 0 | bar: Availability G1
2025-03-13 21:00 | 34.9438 |  |  |  |  | 1275.3298 | 0 | bar: Availability G1
2025-03-13 22:00 | 30.854 |  |  |  |  | 1275.3298 | 0 | bar: Availability G1
2025-03-13 23:00 | 30.0504 |  |  |  |  | 1275.3298 | 0 | bar: Availability G1
2025-03-14 | 28.8951 |  |  |  |  | 1275.3298 | 0 | bar: Availability G1
2025-03-14 01:00 | 27.573 |  |  |  |  | 1275.3298 | 0 | bar: Availability G1
2025-03-14 02:00 | 26.4836 |  |  |  |  | 1275.3298 | 0 | bar: Availability G1
2025-03-14 03:00 | 26.4836 |  |  |  |  | 1275.3298 | 0 | bar: Availability G1
2025-03-14 04:00 | 26.4836 |  |  |  |  | 1275.3298 | 0 | bar: Availability G1
2025-03-14 05:00 | 28.9417 |  |  |  |  | 1275.3298 | 0 | bar: Availability G1
2025-03-14 06:00 | 31.8908 |  |  |  |  | 1275.3298 | 0 | bar: Availability G1
2025-03-14 07:00 | 37.2121 |  |  |  |  | 1275.3298 | 0 | bar: Availability G1
2025-03-14 08:00 | 32.7581 |  |  |  |  | 1275.3298 | 0 | bar: Availability G1
2025-03-14 09:00 | 43.0497 |  |  |  |  | 1275.3298 | 0 | bar: Availability G1
2025-03-14 10:00 | 43.0497 |  |  |  |  | 1275.3298 | 0 | bar: Availability G1
2025-03-14 11:00 | 31.8908 |  |  |  |  | 1275.3298 | 0 | bar: Availability G1
2025-03-14 12:00 | 29.0698 |  |  |  |  | 1275.3298 | 0 | bar: Availability G1
2025-03-14 13:00 | 29.0698 |  |  |  |  | 1275.3298 | 0 | bar: Availability G1
2025-03-14 14:00 | 33.1244 |  |  |  |  | 1275.3298 | 0 | bar: Availability G1
2025-03-14 15:00 | 28.7288 |  |  |  |  | 1275.3298 | 0 | bar: Availability G1
2025-03-14 16:00 | 31.8908 |  |  |  |  | 1275.3298 | 0 | bar: Availability G1
2025-03-14 17:00 | 28.8951 |  |  |  |  | 1275.3298 | 0 | bar: Availability G1
2025-03-14 18:00 | 49.1862 |  |  |  |  | 1275.3298 | 0 | bar: Availability G1
2025-03-14 19:00 | 53.5942 |  |  |  |  | 1275.3298 | 0 | bar: Availability G1
2025-03-14 20:00 | 49.5059 |  |  |  |  | 1275.3298 | 0 | bar: Availability G1
2025-03-14 21:00 | 31.8908 |  |  |  |  | 1275.3298 | 0 | bar: Availability G1
2025-03-14 22:00 | 31.8908 |  |  |  |  | 1275.3298 | 0 | bar: Availability G1
2025-03-14 23:00 | 31.8908 |  |  |  |  | 1275.3298 | 0 | bar: Availability G1
2025-03-15 | 26.7091 |  |  |  |  | 1275.3298 | 0 | bar: Availability G1
2025-03-15 01:00 | 24.5813 |  |  |  |  | 1275.3298 | 0 | bar: Availability G1
2025-03-15 02:00 | 24.7786 |  |  |  |  | 1275.3298 | 0 | bar: Availability G1
2025-03-15 03:00 | 24.7786 |  |  |  |  | 1275.3298 | 0 | bar: Availability G1
2025-03-15 04:00 | 25.2914 |  |  |  |  | 1275.3298 | 0 | bar: Availability G1
2025-03-15 05:00 | 25.2976 |  |  |  |  | 1275.3298 | 0 | bar: Availability G1
2025-03-15 06:00 | 31.8908 |  |  |  |  | 1275.3298 | 0 | bar: Availability G1
2025-03-15 07:00 | 27.4385 |  |  |  |  | 1275.3298 | 0 | bar: Availability G1
2025-03-15 08:00 | 26.4424 |  |  |  |  | 1275.3298 | 0 | bar: Availability G1
2025-03-15 09:00 | 25.6276 |  |  |  |  | 1275.3298 | 0 | bar: Availability G1
2025-03-15 10:00 | 25.6276 |  |  |  |  | 1275.3298 | 0 | bar: Availability G1
2025-03-15 11:00 | 25.2976 |  |  |  |  | 1275.3298 | 0 | bar: Availability G1
2025-03-15 12:00 | 25.2976 |  |  |  |  | 1275.3298 | 0 | bar: Availability G1
2025-03-15 13:00 | 25.2976 |  |  |  |  | 1275.3298 | 0 | bar: Availability G1
2025-03-15 14:00 | 25.2976 |  |  |  |  | 1275.3298 | 0 | bar: Availability G1
2025-03-15 15:00 | 27.4385 |  |  |  |  | 1275.3298 | 0 | bar: Availability G1
2025-03-15 16:00 | 31.8908 |  |  |  |  | 1275.3298 | 0 | bar: Availability G1
2025-03-15 17:00 | 31.8908 |  |  |  |  | 1275.3298 | 0 | bar: Availability G1
2025-03-15 18:00 | 53.8488 |  |  |  |  | 1275.3298 | 0 | bar: Availability G1
2025-03-15 19:00 | 49.7663 |  |  |  |  | 1275.3298 | 0 | bar: Availability G1
2025-03-15 20:00 | 32.0523 |  |  |  |  | 1275.3298 | 0 | bar: Availability G1
2025-03-15 21:00 | 32.3251 |  |  |  |  | 1275.3298 | 0 | bar: Availability G1
2025-03-15 22:00 | 28.8951 |  |  |  |  | 1275.3298 | 0 | bar: Availability G1
2025-03-15 23:00 | 24.5813 |  |  |  |  | 1275.3298 | 0 | bar: Availability G1
2025-03-16 | 23.1257 |  |  |  |  | 1275.3298 | 0 | bar: Availability G1
2025-03-16 01:00 | 23.1257 |  |  |  |  | 1275.3298 | 0 | bar: Availability G1
2025-03-16 02:00 | 24.2528 |  |  |  |  | 1275.3298 | 0 | bar: Availability G1
2025-03-16 03:00 | 24.6213 |  |  |  |  | 1275.3298 | 0 | bar: Availability G1
2025-03-16 04:00 | 25.2976 |  |  |  |  | 1275.3298 | 0 | bar: Availability G1
2025-03-16 05:00 | 32.3252 |  |  |  |  | 1275.3298 | 0 | bar: Availability G1
2025-03-16 06:00 | 42.9983 |  |  |  |  | 1275.3298 | 0 | bar: Availability G1
2025-03-16 07:00 | 30.2034 |  |  |  |  | 1275.3298 | 0 | bar: Availability G1
2025-03-16 08:00 | 28.091 |  |  |  |  | 1275.3298 | 0 | bar: Availability G1
2025-03-16 09:00 | 27.5302 |  |  |  |  | 1275.3298 | 0 | bar: Availability G1
2025-03-16 10:00 | 26.3988 |  |  |  |  | 1275.3298 | 0 | bar: Availability G1
2025-03-16 11:00 | 26.359 |  |  |  |  | 1275.3298 | 0 | bar: Availability G1
2025-03-16 12:00 | 25.9166 |  |  |  |  | 1275.3298 | 0 | bar: Availability G1
2025-03-16 13:00 | 25.2976 |  |  |  |  | 1275.3298 | 0 | bar: Availability G1
2025-03-16 14:00 | 25.2976 |  |  |  |  | 1275.3298 | 0 | bar: Availability G1
2025-03-16 15:00 | 26.359 |  |  |  |  | 1275.3298 | 0 | bar: Availability G1
2025-03-16 16:00 | 26.4253 |  |  |  |  | 1275.3298 | 0 | bar: Availability G1
2025-03-16 17:00 | 28.6215 |  |  |  |  | 1275.3298 | 0 | bar: Availability G1
2025-03-16 18:00 | 34.964 |  |  |  |  | 1275.3298 | 0 | bar: Availability G1
2025-03-16 19:00 | 40.2045 |  |  |  |  | 1275.3298 | 0 | bar: Availability G1
2025-03-16 20:00 | 35.0237 |  |  |  |  | 1275.3298 | 0 | bar: Availability G1
2025-03-16 21:00 | 26.359 |  |  |  |  | 1275.3298 | 0 | bar: Availability G1
2025-03-16 22:00 | 26.3988 |  |  |  |  | 1275.3298 | 0 | bar: Availability G1
2025-03-16 23:00 | 24.7891 |  |  |  |  | 1275.3298 | 0 | bar: Availability G1
2025-03-17 | 24.7891 |  |  |  |  | 1275.3298 | 0 | bar: Availability G1
2025-03-17 01:00 | 24.7891 |  |  |  |  | 1275.3298 | 0 | bar: Availability G1
2025-03-17 02:00 | 26.3988 |  |  |  |  | 1275.3298 | 0 | bar: Availability G1
2025-03-17 03:00 | 24.7891 |  |  |  |  | 1275.3298 | 0 | bar: Availability G1
2025-03-17 04:00 | 26.7091 |  |  |  |  | 1275.3298 | 0 | bar: Availability G1
2025-03-17 05:00 | 27.1843 |  |  |  |  | 1275.3298 | 0 | bar: Availability G1
2025-03-17 06:00 | 28.8951 |  |  |  |  | 1275.3298 | 0 | bar: Availability G1
2025-03-17 07:00 | 28.8951 |  |  |  |  | 1275.3298 | 0 | bar: Availability G1
2025-03-17 08:00 | 26.359 |  |  |  |  | 1275.3298 | 0 | bar: Availability G1
2025-03-17 09:00 | 26.0694 |  |  |  |  | 1275.3298 | 0 | bar: Availability G1
2025-03-17 10:00 | 26.0694 |  |  |  |  | 1275.3298 | 0 | bar: Availability G1
2025-03-17 11:00 | 25.9166 |  |  |  |  | 1275.3298 | 0 | bar: Availability G1
2025-03-17 12:00 | 25.6276 |  |  |  |  | 1275.3298 | 0 | bar: Availability G1
2025-03-17 13:00 | 25.9166 |  |  |  |  | 1275.3298 | 0 | bar: Availability G1
2025-03-17 14:00 | 25.9166 |  |  |  |  | 1275.3298 | 0 | bar: Availability G1
2025-03-17 15:00 | 26.6122 |  |  |  |  | 1275.3298 | 0 | bar: Availability G1
2025-03-17 16:00 | 31.8908 |  |  |  |  | 1275.3298 | 0 | bar: Availability G1
2025-03-17 17:00 | 49.5059 |  |  |  |  | 1275.3298 | 0 | bar: Availability G1
2025-03-17 18:00 | 51.5887 |  |  |  |  | 1275.3298 | 0 | bar: Availability G1
2025-03-17 19:00 | 51.5887 |  |  |  |  | 1275.3298 | 0 | bar: Availability G1
2025-03-17 20:00 | 44.2086 |  |  |  |  | 1275.3298 | 0 | bar: Availability G1
2025-03-17 21:00 | 28.5529 |  |  |  |  | 1275.3298 | 0 | bar: Availability G1
2025-03-17 22:00 | 31.8908 |  |  |  |  | 1275.3298 | 0 | bar: Availability G1
2025-03-17 23:00 | 26.5672 |  |  |  |  | 1275.3298 | 0 | bar: Availability G1
2025-03-18 | 26.4836 |  |  |  |  | 1275.3298 | 0 | bar: Availability G1
2025-03-18 01:00 | 24.7786 |  |  |  |  | 1275.3298 | 0 | bar: Availability G1
2025-03-18 02:00 | 24.5813 |  |  |  |  | 1275.3298 | 0 | bar: Availability G1
2025-03-18 03:00 | 24.5813 |  |  |  |  | 1275.3298 | 0 | bar: Availability G1
2025-03-18 04:00 | 26.3988 |  |  |  |  | 1275.3298 | 0 | bar: Availability G1
2025-03-18 05:00 | 43.0497 |  |  |  |  | 1275.3298 | 0 | bar: Availability G1
2025-03-18 06:00 | 49.2358 |  |  |  |  | 1275.3298 | 0 | bar: Availability G1
2025-03-18 07:00 | 45.9348 |  |  |  |  | 1275.3298 | 0 | bar: Availability G1
2025-03-18 08:00 | 39.0246 |  |  |  |  | 1275.3298 | 0 | bar: Availability G1
2025-03-18 09:00 | 43.0497 |  |  |  |  | 1275.3298 | 0 | bar: Availability G1
2025-03-18 10:00 | 49.7663 |  |  |  |  | 1275.3298 | 0 | bar: Availability G1
2025-03-18 11:00 | 49.5059 |  |  |  |  | 1275.3298 | 0 | bar: Availability G1
2025-03-18 12:00 | 29.5101 |  |  |  |  | 1275.3298 | 0 | bar: Availability G1
2025-03-18 13:00 | 29.5101 |  |  |  |  | 1275.3298 | 0 | bar: Availability G1
2025-03-18 14:00 | 43.0497 |  |  |  |  | 1275.3298 | 0 | bar: Availability G1
2025-03-18 15:00 | 28.8951 |  |  |  |  | 1275.3298 | 0 | bar: Availability G1
2025-03-18 16:00 | 30.6919 |  |  |  |  | 1275.3298 | 0 | bar: Availability G1
2025-03-18 17:00 | 47.6112 |  |  |  |  | 1275.3298 | 0 | bar: Availability G1
2025-03-18 18:00 | 53.8488 |  |  |  |  | 1275.3298 | 0 | bar: Availability G1
2025-03-18 19:00 | 47.4228 |  |  |  |  | 1275.3298 | 0 | bar: Availability G1
2025-03-18 20:00 | 40.5478 |  |  |  |  | 1275.3298 | 0 | bar: Availability G1
2025-03-18 21:00 | 28.5529 |  |  |  |  | 1275.3298 | 0 | bar: Availability G1
2025-03-18 22:00 | 28.8951 |  |  |  |  | 1275.3298 | 0 | bar: Availability G1
2025-03-18 23:00 | 26.7775 |  |  |  |  | 1275.3298 | 0 | bar: Availability G1
2025-03-19 | 26.4962 |  |  |  |  | 1275.3298 | 0 | bar: Availability G1
2025-03-19 01:00 | 28.8951 |  |  |  |  | 1275.3298 | 0 | bar: Availability G1
2025-03-19 02:00 | 30.6157 |  |  |  |  | 1275.3298 | 0 | bar: Availability G1
2025-03-19 03:00 | 32.1188 |  |  |  |  | 1275.3298 | 0 | bar: Availability G1
2025-03-19 04:00 | 28.9877 |  |  |  |  | 1275.3298 | 0 | bar: Availability G1
2025-03-19 05:00 | 42.8806 |  |  |  |  | 1275.3298 | 0 | bar: Availability G1
2025-03-19 06:00 | 49.4515 |  |  |  |  | 1275.3298 | 0 | bar: Availability G1
2025-03-19 07:00 | 48.8117 |  |  |  |  | 1275.3298 | 0 | bar: Availability G1
2025-03-19 08:00 | 36.5483 |  |  |  |  | 1275.3298 | 0 | bar: Availability G1
2025-03-19 09:00 | 33.2136 |  |  |  |  | 1275.3298 | 0 | bar: Availability G1
2025-03-19 10:00 | 43.0497 |  |  |  |  | 1275.3298 | 0 | bar: Availability G1
2025-03-19 11:00 | 28.8951 |  |  |  |  | 1275.3298 | 0 | bar: Availability G1
2025-03-19 12:00 | 28.7327 |  |  |  |  | 1275.3298 | 0 | bar: Availability G1
2025-03-19 13:00 | 28.8951 |  |  |  |  | 1275.3298 | 0 | bar: Availability G1
2025-03-19 14:00 | 26.4836 |  |  |  |  | 1275.3298 | 0 | bar: Availability G1
2025-03-19 15:00 | 26.4836 |  |  |  |  | 1275.3298 | 0 | bar: Availability G1
2025-03-19 16:00 | 28.5529 |  |  |  |  | 1275.3298 | 0 | bar: Availability G1
2025-03-19 17:00 | 29.9795 |  |  |  |  | 1275.3298 | 0 | bar: Availability G1
2025-03-19 18:00 | 48.8117 |  |  |  |  | 1275.3298 | 0 | bar: Availability G1
2025-03-19 19:00 | 48.8117 |  |  |  |  | 1275.3298 | 0 | bar: Availability G1
2025-03-19 20:00 | 41.8327 |  |  |  |  | 1275.3298 | 0 | bar: Availability G1
2025-03-19 21:00 | 30.9944 |  |  |  |  | 1275.3298 | 0 | bar: Availability G1
2025-03-19 22:00 | 28.9341 |  |  |  |  | 1275.3298 | 0 | bar: Availability G1
2025-03-19 23:00 | 26.5672 |  |  |  |  | 1275.3298 | 0 | bar: Availability G1
2025-03-20 | 26.3988 |  |  |  |  | 1275.3298 | 0 | bar: Availability G1
2025-03-20 01:00 | 26.359 |  |  |  |  | 1275.3298 | 0 | bar: Availability G1
2025-03-20 02:00 | 26.359 |  |  |  |  | 1275.3298 | 0 | bar: Availability G1
2025-03-20 03:00 | 26.4836 |  |  |  |  | 1275.3298 | 0 | bar: Availability G1
2025-03-20 04:00 | 28.5529 |  |  |  |  | 1275.3298 | 0 | bar: Availability G1
2025-03-20 05:00 | 45.0835 |  |  |  |  | 1275.3298 | 0 | bar: Availability G1
2025-03-20 06:00 | 50.8729 |  |  |  |  | 1275.3298 | 0 | bar: Availability G1
2025-03-20 07:00 | 49.7663 |  |  |  |  | 1275.3298 | 0 | bar: Availability G1
2025-03-20 08:00 | 53.8989 |  |  |  |  | 1275.3298 | 0 | bar: Availability G1
2025-03-20 09:00 | 30.2034 |  |  |  |  | 1275.3298 | 0 | bar: Availability G1
2025-03-20 10:00 | 31.6049 |  |  |  |  | 1275.3298 | 0 | bar: Availability G1
2025-03-20 11:00 | 43.0497 |  |  |  |  | 1275.3298 | 0 | bar: Availability G1
2025-03-20 12:00 | 55.727 |  |  |  |  | 1275.3298 | 0 | bar: Availability G1
2025-03-20 13:00 | 55.1794 |  |  |  |  | 1275.3298 | 0 | bar: Availability G1
2025-03-20 14:00 | 49.5059 |  |  |  |  | 1275.3298 | 0 | bar: Availability G1
2025-03-20 15:00 | 48.8117 |  |  |  |  | 1275.3298 | 0 | bar: Availability G1
2025-03-20 16:00 | 53.5942 |  |  |  |  | 1275.3298 | 0 | bar: Availability G1
2025-03-20 17:00 | 55.7695 |  |  |  |  | 1275.3298 | 0 | bar: Availability G1
2025-03-20 18:00 | 55.7695 |  |  |  |  | 1275.3298 | 0 | bar: Availability G1
2025-03-20 19:00 | 47.6112 |  |  |  |  | 1275.3298 | 0 | bar: Availability G1
2025-03-20 20:00 | 46.6089 |  |  |  |  | 1275.3298 | 0 | bar: Availability G1
2025-03-20 21:00 | 33.1244 |  |  |  |  | 1275.3298 | 0 | bar: Availability G1
2025-03-20 22:00 | 26.4836 |  |  |  |  | 1275.3298 | 0 | bar: Availability G1
2025-03-20 23:00 | 26.3988 |  |  |  |  | 1275.3298 | 0 | bar: Availability G1
2025-03-21 | 26.3988 |  |  |  |  | 1275.3298 | 0 | bar: Availability G1
2025-03-21 01:00 | 26.359 |  |  |  |  | 1275.3298 | 0 | bar: Availability G1
2025-03-21 02:00 | 26.3988 |  |  |  |  | 1275.3298 | 0 | bar: Availability G1
2025-03-21 03:00 | 26.3988 |  |  |  |  | 1275.3298 | 0 | bar: Availability G1
2025-03-21 04:00 | 26.4836 |  |  |  |  | 1275.3298 | 0 | bar: Availability G1
2025-03-21 05:00 | 31.1741 |  |  |  |  | 1275.3298 | 0 | bar: Availability G1
2025-03-21 06:00 | 48.8117 |  |  |  |  | 1275.3298 | 0 | bar: Availability G1
2025-03-21 07:00 | 44.8139 |  |  |  |  | 1275.3298 | 0 | bar: Availability G1
2025-03-21 08:00 | 36.04 |  |  |  |  | 1275.3298 | 0 | bar: Availability G1
2025-03-21 09:00 | 33.1244 |  |  |  |  | 1275.3298 | 0 | bar: Availability G1
2025-03-21 10:00 | 29.9081 |  |  |  |  | 1275.3298 | 0 | bar: Availability G1
2025-03-21 11:00 | 30.0504 |  |  |  |  | 1275.3298 | 0 | bar: Availability G1
2025-03-21 12:00 | 28.2358 |  |  |  |  | 1275.3298 | 0 | bar: Availability G1
2025-03-21 13:00 | 26.3543 |  |  |  |  | 1275.3298 | 0 | bar: Availability G1
2025-03-21 14:00 | 25.2976 |  |  |  |  | 1275.3298 | 0 | bar: Availability G1
2025-03-21 15:00 | 28.8448 |  |  |  |  | 1275.3298 | 0 | bar: Availability G1
2025-03-21 16:00 | 48.8117 |  |  |  |  | 1275.3298 | 0 | bar: Availability G1
2025-03-21 17:00 | 48.8117 |  |  |  |  | 1275.3298 | 0 | bar: Availability G1
2025-03-21 18:00 | 55.1794 |  |  |  |  | 1275.3298 | 0 | bar: Availability G1
2025-03-21 19:00 | 53.4784 |  |  |  |  | 1275.3298 | 0 | bar: Availability G1
2025-03-21 20:00 | 53.8989 |  |  |  |  | 1275.3298 | 0 | bar: Availability G1
2025-03-21 21:00 | 28.8951 |  |  |  |  | 1275.3298 | 0 | bar: Availability G1
2025-03-21 22:00 | 28.9341 |  |  |  |  | 1275.3298 | 0 | bar: Availability G1
2025-03-21 23:00 | 25.2914 |  |  |  |  | 1275.3298 | 0 | bar: Availability G1
2025-03-22 | 24.9277 |  |  |  |  | 1275.3298 | 0 | bar: Availability G1
2025-03-22 01:00 | 24.7786 |  |  |  |  | 1275.3298 | 0 | bar: Availability G1
2025-03-22 02:00 | 24.7786 |  |  |  |  | 1275.3298 | 0 | bar: Availability G1
2025-03-22 03:00 | 24.9277 |  |  |  |  | 1275.3298 | 0 | bar: Availability G1
2025-03-22 04:00 | 27.63 |  |  |  |  | 1275.3298 | 0 | bar: Availability G1
2025-03-22 05:00 | 37.3924 |  |  |  |  | 1275.3298 | 0 | bar: Availability G1
2025-03-22 06:00 | 44.3133 |  |  |  |  | 1275.3298 | 0 | bar: Availability G1
2025-03-22 07:00 | 33.3762 |  |  |  |  | 1275.3298 | 0 | bar: Availability G1
2025-03-22 08:00 | 25.1182 |  |  |  |  | 1275.3298 | 0 | bar: Availability G1
2025-03-22 09:00 | 22.3411 |  |  |  |  | 1275.3298 | 0 | bar: Availability G1
2025-03-22 10:00 | 22.2372 |  |  |  |  | 1275.3298 | 0 | bar: Availability G1
2025-03-22 11:00 | 21.6262 |  |  |  |  | 1275.3298 | 0 | bar: Availability G1
2025-03-22 12:00 | 20.9029 |  |  |  |  | 1275.3298 | 0 | bar: Availability G1
2025-03-22 13:00 | 20.7231 |  |  |  |  | 1275.3298 | 0 | bar: Availability G1
2025-03-22 14:00 | 20.7231 |  |  |  |  | 1275.3298 | 0 | bar: Availability G1
2025-03-22 15:00 | 21.2074 |  |  |  |  | 1275.3298 | 0 | bar: Availability G1
2025-03-22 16:00 | 22.2372 |  |  |  |  | 1275.3298 | 0 | bar: Availability G1
2025-03-22 17:00 | 24.7786 |  |  |  |  | 1275.3298 | 0 | bar: Availability G1
2025-03-22 18:00 | 29.0511 |  |  |  |  | 1275.3298 | 0 | bar: Availability G1
2025-03-22 19:00 | 37.6926 |  |  |  |  | 1275.3298 | 0 | bar: Availability G1
2025-03-22 20:00 | 29.351 |  |  |  |  | 1275.3298 | 0 | bar: Availability G1
2025-03-22 21:00 | 25.9466 |  |  |  |  | 1275.3298 | 0 | bar: Availability G1
2025-03-22 22:00 | 24.7786 |  |  |  |  | 1275.3298 | 0 | bar: Availability G1
2025-03-22 23:00 | 23.8991 |  |  |  |  | 1275.3298 | 0 | bar: Availability G1
2025-03-23 | 22.5986 |  |  |  |  | 1275.3298 | 0 | bar: Availability G1
2025-03-23 01:00 | 22.2372 |  |  |  |  | 1275.3298 | 0 | bar: Availability G1
2025-03-23 02:00 | 23.8991 |  |  |  |  | 1275.3298 | 0 | bar: Availability G1
2025-03-23 03:00 | 22.5691 |  |  |  |  | 1275.3298 | 0 | bar: Availability G1
2025-03-23 04:00 | 22.3089 |  |  |  |  | 1275.3298 | 0 | bar: Availability G1
2025-03-23 05:00 | 24.7786 |  |  |  |  | 1275.3298 | 0 | bar: Availability G1
2025-03-23 06:00 | 23.8991 |  |  |  |  | 1275.3298 | 0 | bar: Availability G1
2025-03-23 07:00 | 22.3089 |  |  |  |  | 1275.3298 | 0 | bar: Availability G1
2025-03-23 08:00 | 20.1817 |  |  |  |  | 1275.3298 | 0 | bar: Availability G1
2025-03-23 09:00 | 17.8044 |  |  |  |  | 1275.3298 | 0 | bar: Availability G1
2025-03-23 10:00 | 17.0724 |  |  |  |  | 1275.3298 | 0 | bar: Availability G1
2025-03-23 11:00 | 16.9389 |  |  |  |  | 1275.3298 | 0 | bar: Availability G1
2025-03-23 12:00 | 15.4988 |  |  |  |  | 1275.3298 | 0 | bar: Availability G1
2025-03-23 13:00 | 15.4988 |  |  |  |  | 1275.3298 | 0 | bar: Availability G1
2025-03-23 14:00 | 16.9389 |  |  |  |  | 1275.3298 | 0 | bar: Availability G1
2025-03-23 15:00 | 18.6188 |  |  |  |  | 1275.3298 | 0 | bar: Availability G1
2025-03-23 16:00 | 24.9277 |  |  |  |  | 1275.3298 | 0 | bar: Availability G1
2025-03-23 17:00 | 25.9466 |  |  |  |  | 1275.3298 | 0 | bar: Availability G1
2025-03-23 18:00 | 41.516 |  |  |  |  | 1275.3298 | 0 | bar: Availability G1
2025-03-23 19:00 | 47.6112 |  |  |  |  | 1275.3298 | 0 | bar: Availability G1
2025-03-23 20:00 | 38.1125 |  |  |  |  | 1275.3298 | 0 | bar: Availability G1
2025-03-23 21:00 | 26.3988 |  |  |  |  | 1275.3298 | 0 | bar: Availability G1
2025-03-23 22:00 | 23.8991 |  |  |  |  | 1275.3298 | 0 | bar: Availability G1
2025-03-23 23:00 | 23.772 |  |  |  |  | 1275.3298 | 0 | bar: Availability G1
2025-03-24 | 28.8951 |  |  |  |  | 1275.3298 | 0 | bar: Availability G1
2025-03-24 01:00 | 27.573 |  |  |  |  | 1275.3298 | 0 | bar: Availability G1
2025-03-24 02:00 | 26.3988 |  |  |  |  | 1275.3298 | 0 | bar: Availability G1
2025-03-24 03:00 | 28.8951 |  |  |  |  | 1275.3298 | 0 | bar: Availability G1
2025-03-24 04:00 | 28.8951 |  |  |  |  | 1275.3298 | 0 | bar: Availability G1
2025-03-24 05:00 | 31.8908 |  |  |  |  | 1275.3298 | 0 | bar: Availability G1
2025-03-24 06:00 | 44.1163 |  |  |  |  | 1275.3298 | 0 | bar: Availability G1
2025-03-24 07:00 | 32.2566 |  |  |  |  | 1275.3298 | 0 | bar: Availability G1
2025-03-24 08:00 | 28.8951 |  |  |  |  | 1275.3298 | 0 | bar: Availability G1
2025-03-24 09:00 | 25.2914 |  |  |  |  | 1275.3298 | 0 | bar: Availability G1
2025-03-24 10:00 | 25.5785 |  |  |  |  | 1275.3298 | 0 | bar: Availability G1
2025-03-24 11:00 | 26.3988 |  |  |  |  | 1275.3298 | 0 | bar: Availability G1
2025-03-24 12:00 | 28.8951 |  |  |  |  | 1275.3298 | 0 | bar: Availability G1
2025-03-24 13:00 | 48.8117 |  |  |  |  | 1275.3298 | 0 | bar: Availability G1
2025-03-24 14:00 | 55.1794 |  |  |  |  | 1275.3298 | 0 | bar: Availability G1
2025-03-24 15:00 | 55.7695 |  |  |  |  | 1275.3298 | 0 | bar: Availability G1
2025-03-24 16:00 | 55.7695 |  |  |  |  | 1275.3298 | 0 | bar: Availability G1
2025-03-24 17:00 | 55.7695 |  |  |  |  | 1275.3298 | 0 | bar: Availability G1
2025-03-24 18:00 | 55.1794 |  |  |  |  | 1275.3298 | 0 | bar: Availability G1
2025-03-24 19:00 | 55.727 |  |  |  |  | 1275.3298 | 0 | bar: Availability G1
2025-03-24 20:00 | 53.5942 |  |  |  |  | 1275.3298 | 0 | bar: Availability G1
2025-03-24 21:00 | 49.5059 |  |  |  |  | 1275.3298 | 0 | bar: Availability G1
2025-03-24 22:00 | 43.0497 |  |  |  |  | 1275.3298 | 0 | bar: Availability G1
2025-03-24 23:00 | 29.2403 |  |  |  |  | 1275.3298 | 0 | bar: Availability G1
2025-03-25 | 26.3988 |  |  |  |  | 1275.3298 | 0 | bar: Availability G1
2025-03-25 01:00 | 26.359 |  |  |  |  | 1275.3298 | 0 | bar: Availability G1
2025-03-25 02:00 | 26.359 |  |  |  |  | 1275.3298 | 0 | bar: Availability G1
2025-03-25 03:00 | 26.3988 |  |  |  |  | 1275.3298 | 0 | bar: Availability G1
2025-03-25 04:00 | 36.5483 |  |  |  |  | 1275.3298 | 0 | bar: Availability G1
2025-03-25 05:00 | 43.0497 |  |  |  |  | 1275.3298 | 0 | bar: Availability G1
2025-03-25 06:00 | 43.0497 |  |  |  |  | 1275.3298 | 0 | bar: Availability G1
2025-03-25 07:00 | 38.3217 |  |  |  |  | 1275.3298 | 0 | bar: Availability G1
2025-03-25 08:00 | 28.5869 |  |  |  |  | 1275.3298 | 0 | bar: Availability G1
2025-03-25 09:00 | 26.3988 |  |  |  |  | 1275.3298 | 0 | bar: Availability G1
2025-03-25 10:00 | 24.7891 |  |  |  |  | 1275.3298 | 0 | bar: Availability G1
2025-03-25 11:00 | 24.7891 |  |  |  |  | 1275.3298 | 0 | bar: Availability G1
2025-03-25 12:00 | 24.509 |  |  |  |  | 1275.3298 | 0 | bar: Availability G1
2025-03-25 13:00 | 23.1257 |  |  |  |  | 1275.3298 | 0 | bar: Availability G1
2025-03-25 14:00 | 24.509 |  |  |  |  | 1275.3298 | 0 | bar: Availability G1
2025-03-25 15:00 | 24.5813 |  |  |  |  | 1275.3298 | 0 | bar: Availability G1
2025-03-25 16:00 | 26.6122 |  |  |  |  | 1275.3298 | 0 | bar: Availability G1
2025-03-25 17:00 | 43.0497 |  |  |  |  | 1275.3298 | 0 | bar: Availability G1
2025-03-25 18:00 | 39.9973 |  |  |  |  | 1275.3298 | 0 | bar: Availability G1
2025-03-25 19:00 | 43.0497 |  |  |  |  | 1275.3298 | 0 | bar: Availability G1
2025-03-25 20:00 | 29.2745 |  |  |  |  | 1275.3298 | 0 | bar: Availability G1
2025-03-25 21:00 | 26.1168 |  |  |  |  | 1275.3298 | 0 | bar: Availability G1
2025-03-25 22:00 | 24.9277 |  |  |  |  | 1275.3298 | 0 | bar: Availability G1
2025-03-25 23:00 | 25.2914 |  |  |  |  | 1275.3298 | 0 | bar: Availability G1
2025-03-26 | 25.2976 |  |  |  |  | 1275.3298 | 0 | bar: Availability G1
2025-03-26 01:00 | 26.3988 |  |  |  |  | 1275.3298 | 0 | bar: Availability G1
2025-03-26 02:00 | 28.4674 |  |  |  |  | 1275.3298 | 0 | bar: Availability G1
2025-03-26 03:00 | 28.8951 |  |  |  |  | 1275.3298 | 0 | bar: Availability G1
2025-03-26 04:00 | 31.3851 |  |  |  |  | 1275.3298 | 0 | bar: Availability G1
2025-03-26 05:00 | 33.357 |  |  |  |  | 1275.3298 | 0 | bar: Availability G1
2025-03-26 06:00 | 43.0497 |  |  |  |  | 1275.3298 | 0 | bar: Availability G1
2025-03-26 07:00 | 38.3217 |  |  |  |  | 1275.3298 | 0 | bar: Availability G1
2025-03-26 08:00 | 31.8908 |  |  |  |  | 1275.3298 | 0 | bar: Availability G1
2025-03-26 09:00 | 28.8951 |  |  |  |  | 1275.3298 | 0 | bar: Availability G1
2025-03-26 10:00 | 28.3016 |  |  |  |  | 1275.3298 | 0 | bar: Availability G1
2025-03-26 11:00 | 26.3988 |  |  |  |  | 1275.3298 | 0 | bar: Availability G1
2025-03-26 12:00 | 24.7891 |  |  |  |  | 1275.3298 | 0 | bar: Availability G1
2025-03-26 13:00 | 24.7891 |  |  |  |  | 1275.3298 | 0 | bar: Availability G1
2025-03-26 14:00 | 24.509 |  |  |  |  | 1275.3298 | 0 | bar: Availability G1
2025-03-26 15:00 | 24.4725 |  |  |  |  | 1275.3298 | 0 | bar: Availability G1
2025-03-26 16:00 | 24.7786 |  |  |  |  | 1275.3298 | 0 | bar: Availability G1
2025-03-26 17:00 | 28.8951 |  |  |  |  | 1275.3298 | 0 | bar: Availability G1
2025-03-26 18:00 | 42.1488 |  |  |  |  | 1275.3298 | 0 | bar: Availability G1
2025-03-26 19:00 | 43.0497 |  |  |  |  | 1275.3298 | 0 | bar: Availability G1
2025-03-26 20:00 | 39.2812 |  |  |  |  | 1275.3298 | 0 | bar: Availability G1
2025-03-26 21:00 | 28.8951 |  |  |  |  | 1275.3298 | 0 | bar: Availability G1
2025-03-26 22:00 | 26.2013 |  |  |  |  | 1275.3298 | 0 | bar: Availability G1
2025-03-26 23:00 | 24.7891 |  |  |  |  | 1275.3298 | 0 | bar: Availability G1
2025-03-27 | 24.9277 |  |  |  |  | 1275.3298 | 0 | bar: Availability G1
2025-03-27 01:00 | 25.2914 |  |  |  |  | 1275.3298 | 0 | bar: Availability G1
2025-03-27 02:00 | 25.2976 |  |  |  |  | 1275.3298 | 0 | bar: Availability G1
2025-03-27 03:00 | 26.6003 |  |  |  |  | 1275.3298 | 0 | bar: Availability G1
2025-03-27 04:00 | 28.8166 |  |  |  |  | 1275.3298 | 0 | bar: Availability G1
2025-03-27 05:00 | 42.9484 |  |  |  |  | 1275.3298 | 0 | bar: Availability G1
2025-03-27 06:00 | 42.9484 |  |  |  |  | 1275.3298 | 0 | bar: Availability G1
2025-03-27 07:00 | 42.9484 |  |  |  |  | 1275.3298 | 0 | bar: Availability G1
2025-03-27 08:00 | 30.1876 |  |  |  |  | 1275.3298 | 0 | bar: Availability G1
2025-03-27 09:00 | 28.3797 |  |  |  |  | 1275.3298 | 0 | bar: Availability G1
2025-03-27 10:00 | 28.8951 |  |  |  |  | 1275.3298 | 0 | bar: Availability G1
2025-03-27 11:00 | 42.9484 |  |  |  |  | 1275.3298 | 0 | bar: Availability G1
2025-03-27 12:00 | 27.2138 |  |  |  |  | 1275.3298 | 0 | bar: Availability G1
2025-03-27 13:00 | 25.2914 |  |  |  |  | 1275.3298 | 0 | bar: Availability G1
2025-03-27 14:00 | 25.2914 |  |  |  |  | 1275.3298 | 0 | bar: Availability G1
2025-03-27 15:00 | 24.7891 |  |  |  |  | 1275.3298 | 0 | bar: Availability G1
2025-03-27 16:00 | 25.2914 |  |  |  |  | 1275.3298 | 0 | bar: Availability G1
2025-03-27 17:00 | 26.3988 |  |  |  |  | 1275.3298 | 0 | bar: Availability G1
2025-03-27 18:00 | 37.9646 |  |  |  |  | 1275.3298 | 0 | bar: Availability G1
2025-03-27 19:00 | 40.0273 |  |  |  |  | 1275.3298 | 0 | bar: Availability G1
2025-03-27 20:00 | 30.83 |  |  |  |  | 1275.3298 | 0 | bar: Availability G1
2025-03-27 21:00 | 26.4965 |  |  |  |  | 1275.3298 | 0 | bar: Availability G1
2025-03-27 22:00 | 24.5813 |  |  |  |  | 1275.3298 | 0 | bar: Availability G1
2025-03-27 23:00 | 23.1257 |  |  |  |  | 1275.3298 | 0 | bar: Availability G1
2025-03-28 | 22.7778 |  |  |  |  | 1275.3298 | 0 | bar: Availability G1
2025-03-28 01:00 | 22.6387 |  |  |  |  | 1275.3298 | 0 | bar: Availability G1
2025-03-28 02:00 | 23.1257 |  |  |  |  | 1275.3298 | 0 | bar: Availability G1
2025-03-28 03:00 | 23.8991 |  |  |  |  | 1275.3298 | 0 | bar: Availability G1
2025-03-28 04:00 | 25.2976 |  |  |  |  | 1275.3298 | 0 | bar: Availability G1
2025-03-28 05:00 | 27.2381 |  |  |  |  | 1275.3298 | 0 | bar: Availability G1
2025-03-28 06:00 | 37.9602 |  |  |  |  | 1275.3298 | 0 | bar: Availability G1
2025-03-28 07:00 | 35.0354 |  |  |  |  | 1275.3298 | 0 | bar: Availability G1
2025-03-28 08:00 | 27.9788 |  |  |  |  | 1275.3298 | 0 | bar: Availability G1
2025-03-28 09:00 | 26.3543 |  |  |  |  | 1275.3298 | 0 | bar: Availability G1
2025-03-28 10:00 | 25.2976 |  |  |  |  | 1275.3298 | 0 | bar: Availability G1
2025-03-28 11:00 | 26.3543 |  |  |  |  | 1275.3298 | 0 | bar: Availability G1
2025-03-28 12:00 | 26.359 |  |  |  |  | 1275.3298 | 0 | bar: Availability G1
2025-03-28 13:00 | 26.3988 |  |  |  |  | 1275.3298 | 0 | bar: Availability G1
2025-03-28 14:00 | 27.5262 |  |  |  |  | 1275.3298 | 0 | bar: Availability G1
2025-03-28 15:00 | 30.4195 |  |  |  |  | 1275.3298 | 0 | bar: Availability G1
2025-03-28 16:00 | 30.0504 |  |  |  |  | 1275.3298 | 0 | bar: Availability G1
2025-03-28 17:00 | 39.4829 |  |  |  |  | 1275.3298 | 0 | bar: Availability G1
2025-03-28 18:00 | 43.8746 |  |  |  |  | 1275.3298 | 0 | bar: Availability G1
2025-03-28 19:00 | 45.8338 |  |  |  |  | 1275.3298 | 0 | bar: Availability G1
2025-03-28 20:00 | 39.2812 |  |  |  |  | 1275.3298 | 0 | bar: Availability G1
2025-03-28 21:00 | 35.4776 |  |  |  |  | 1275.3298 | 0 | bar: Availability G1
2025-03-28 22:00 | 24.7891 |  |  |  |  | 1275.3298 | 0 | bar: Availability G1
2025-03-28 23:00 | 26.4923 |  |  |  |  | 1275.3298 | 0 | bar: Availability G1
2025-03-29 | 26.8079 |  |  |  |  | 1275.3298 | 0 | bar: Availability G1
2025-03-29 01:00 | 26.359 |  |  |  |  | 1275.3298 | 0 | bar: Availability G1
2025-03-29 02:00 | 26.3988 |  |  |  |  | 1275.3298 | 0 | bar: Availability G1
2025-03-29 03:00 | 26.3988 |  |  |  |  | 1275.3298 | 0 | bar: Availability G1
2025-03-29 04:00 | 26.359 |  |  |  |  | 1275.3298 | 0 | bar: Availability G1
2025-03-29 05:00 | 31.8908 |  |  |  |  | 1275.3298 | 0 | bar: Availability G1
2025-03-29 06:00 | 36.5617 |  |  |  |  | 1275.3298 | 0 | bar: Availability G1
2025-03-29 07:00 | 28.8951 |  |  |  |  | 1275.3298 | 0 | bar: Availability G1
2025-03-29 08:00 | 24.5813 |  |  |  |  | 1275.3298 | 0 | bar: Availability G1
2025-03-29 09:00 | 22.3089 |  |  |  |  | 1275.3298 | 0 | bar: Availability G1
2025-03-29 10:00 | 21 |  |  |  |  | 1275.3298 | 0 | bar: Availability G1
2025-03-29 11:00 | 17.2285 |  |  |  |  | 1275.3298 | 0 | bar: Availability G1
2025-03-29 12:00 | 8.0993 |  |  |  |  | 1275.3298 | 0 | bar: Availability G1
2025-03-29 13:00 | 8.0993 |  |  |  |  | 1275.3298 | 0 | bar: Availability G1
2025-03-29 14:00 | 8.0993 |  |  |  |  | 1275.3298 | 0 | bar: Availability G1
2025-03-29 15:00 | 20.8419 |  |  |  |  | 1275.3298 | 0 | bar: Availability G1
2025-03-29 16:00 | 22.2201 |  |  |  |  | 1275.3298 | 0 | bar: Availability G1
2025-03-29 17:00 | 24.7786 |  |  |  |  | 1275.3298 | 0 | bar: Availability G1
2025-03-29 18:00 | 31.7471 |  |  |  |  | 1275.3298 | 0 | bar: Availability G1
2025-03-29 19:00 | 33.3822 |  |  |  |  | 1275.3298 | 0 | bar: Availability G1
2025-03-29 20:00 | 36.5617 |  |  |  |  | 1275.3298 | 0 | bar: Availability G1
2025-03-29 21:00 | 25.2914 |  |  |  |  | 1275.3298 | 0 | bar: Availability G1
2025-03-29 22:00 | 22.3089 |  |  |  |  | 1275.3298 | 0 | bar: Availability G1
2025-03-29 23:00 | 22.6681 |  |  |  |  | 1275.3298 | 0 | bar: Availability G1
2025-03-30 | 23.7263 |  |  |  |  | 1275.3298 | 0 | bar: Availability G1
2025-03-30 01:00 | 22.3089 |  |  |  |  | 1275.3298 | 0 | bar: Availability G1
2025-03-30 02:00 | 23.8991 |  |  |  |  | 1275.3298 | 0 | bar: Availability G1
2025-03-30 03:00 | 26.3418 |  |  |  |  | 1275.3298 | 0 | bar: Availability G1
2025-03-30 04:00 | 23.8991 |  |  |  |  | 1275.3298 | 0 | bar: Availability G1
2025-03-30 05:00 | 26.0615 |  |  |  |  | 1275.3298 | 0 | bar: Availability G1
2025-03-30 06:00 | 28.8951 |  |  |  |  | 1275.3298 | 0 | bar: Availability G1
2025-03-30 07:00 | 23.8991 |  |  |  |  | 1275.3298 | 0 | bar: Availability G1
2025-03-30 08:00 | 22.2372 |  |  |  |  | 1275.3298 | 0 | bar: Availability G1
2025-03-30 09:00 | 22.2372 |  |  |  |  | 1275.3298 | 0 | bar: Availability G1
2025-03-30 10:00 | 15.8138 |  |  |  |  | 1275.3298 | 0 | bar: Availability G1
2025-03-30 11:00 | 14.415 |  |  |  |  | 1275.3298 | 0 | bar: Availability G1
2025-03-30 12:00 | 15.2183 |  |  |  |  | 1275.3298 | 0 | bar: Availability G1
2025-03-30 13:00 | 20.8419 |  |  |  |  | 1275.3298 | 0 | bar: Availability G1
2025-03-30 14:00 | 22.2372 |  |  |  |  | 1275.3298 | 0 | bar: Availability G1
2025-03-30 15:00 | 22.2372 |  |  |  |  | 1275.3298 | 0 | bar: Availability G1
2025-03-30 16:00 | 22.5986 |  |  |  |  | 1275.3298 | 0 | bar: Availability G1
2025-03-30 17:00 | 28.8951 |  |  |  |  | 1275.3298 | 0 | bar: Availability G1
2025-03-30 18:00 | 48.8117 |  |  |  |  | 1275.3298 | 0 | bar: Availability G1
2025-03-30 19:00 | 47.6112 |  |  |  |  | 1275.3298 | 0 | bar: Availability G1
2025-03-30 20:00 | 33.7885 |  |  |  |  | 1275.3298 | 0 | bar: Availability G1
2025-03-30 21:00 | 28.8951 |  |  |  |  | 1275.3298 | 0 | bar: Availability G1
2025-03-30 22:00 | 24.5538 |  |  |  |  | 1275.3298 | 0 | bar: Availability G1
2025-03-30 23:00 | 23.8991 |  |  |  |  | 1275.3298 | 0 | bar: Availability G1
2025-03-31 | 23.982 |  |  |  |  | 1275.3298 | 0 | bar: Availability G1
2025-03-31 01:00 | 48.8117 |  |  |  |  | 1275.3298 | 0 | bar: Availability G1
2025-03-31 02:00 | 48.8117 |  |  |  |  | 1275.3298 | 0 | bar: Availability G1
2025-03-31 03:00 | 33.1244 |  |  |  |  | 1275.3298 | 0 | bar: Availability G1
2025-03-31 04:00 | 43.0497 |  |  |  |  | 1275.3298 | 0 | bar: Availability G1
2025-03-31 05:00 | 27.63 |  |  |  |  | 1275.3298 | 0 | bar: Availability G1
2025-03-31 06:00 | 39.6709 |  |  |  |  | 1275.3298 | 0 | bar: Availability G1
2025-03-31 07:00 | 26.3988 |  |  |  |  | 1275.3298 | 0 | bar: Availability G1
2025-03-31 08:00 | 26.3988 |  |  |  |  | 1275.3298 | 0 | bar: Availability G1
2025-03-31 09:00 | 26.3988 |  |  |  |  | 1275.3298 | 0 | bar: Availability G1
2025-03-31 10:00 | 43.0497 |  |  |  |  | 1275.3298 | 0 | bar: Availability G1
2025-03-31 11:00 | 26.0694 |  |  |  |  | 1275.3298 | 0 | bar: Availability G1
2025-03-31 12:00 | 26.3988 |  |  |  |  | 1275.3298 | 0 | bar: Availability G1
2025-03-31 13:00 | 26.3988 |  |  |  |  | 1275.3298 | 0 | bar: Availability G1
2025-03-31 14:00 | 26.3988 |  |  |  |  | 1275.3298 | 0 | bar: Availability G1
2025-03-31 15:00 | 48.8117 |  |  |  |  | 1275.3298 | 0 | bar: Availability G1
2025-03-31 16:00 | 48.8117 |  |  |  |  | 1275.3298 | 0 | bar: Availability G1
2025-03-31 17:00 | 48.8117 |  |  |  |  | 1275.3298 | 0 | bar: Availability G1
2025-03-31 18:00 | 48.8117 |  |  |  |  | 1275.3298 | 0 | bar: Availability G1
2025-03-31 19:00 | 55.1794 |  |  |  |  | 1275.3298 | 0 | bar: Availability G1
2025-03-31 20:00 | 48.8117 |  |  |  |  | 1275.3298 | 0 | bar: Availability G1
2025-03-31 21:00 | 26.3988 |  |  |  |  | 1275.3298 | 0 | bar: Availability G1
2025-03-31 22:00 | 24.7786 |  |  |  |  | 1275.3298 | 0 | bar: Availability G1
2025-03-31 23:00 | 24.5813 |  |  |  |  | 1275.3298 | 0 | bar: Availability G1
2025-04-01 | 23.7345 |  |  |  |  | 1363.5707 | 0 | bar: Availability G1
2025-04-01 01:00 | 24.5027 |  |  |  |  | 1363.5707 | 0 | bar: Availability G1
2025-04-01 02:00 | 47.7572 |  |  |  |  | 1363.5707 | 0 | bar: Availability G1
2025-04-01 03:00 | 30.947 |  |  |  |  | 1363.5707 | 0 | bar: Availability G1
2025-04-01 04:00 | 52.6283 |  |  |  |  | 1363.5707 | 0 | bar: Availability G1
2025-04-01 05:00 | 52.8633 |  |  |  |  | 1363.5707 | 0 | bar: Availability G1
2025-04-01 06:00 | 53.9151 |  |  |  |  | 1363.5707 | 0 | bar: Availability G1
2025-04-01 07:00 | 32.3802 |  |  |  |  | 1363.5707 | 0 | bar: Availability G1
2025-04-01 08:00 | 30.947 |  |  |  |  | 1363.5707 | 0 | bar: Availability G1
2025-04-01 09:00 | 25.6546 |  |  |  |  | 1363.5707 | 0 | bar: Availability G1
2025-04-01 10:00 | 24.5813 |  |  |  |  | 1363.5707 | 0 | bar: Availability G1
2025-04-01 11:00 | 24.5813 |  |  |  |  | 1363.5707 | 0 | bar: Availability G1
2025-04-01 12:00 | 41.9723 |  |  |  |  | 1363.5707 | 0 | bar: Availability G1
2025-04-01 13:00 | 25.6546 |  |  |  |  | 1363.5707 | 0 | bar: Availability G1
2025-04-01 14:00 | 35.3867 |  |  |  |  | 1363.5707 | 0 | bar: Availability G1
2025-04-01 15:00 | 41.9723 |  |  |  |  | 1363.5707 | 0 | bar: Availability G1
2025-04-01 16:00 | 32.3802 |  |  |  |  | 1363.5707 | 0 | bar: Availability G1
2025-04-01 17:00 | 25.6546 |  |  |  |  | 1363.5707 | 0 | bar: Availability G1
2025-04-01 18:00 | 34.6904 |  |  |  |  | 1363.5707 | 0 | bar: Availability G1
2025-04-01 19:00 | 45.9662 |  |  |  |  | 1363.5707 | 0 | bar: Availability G1
2025-04-01 20:00 | 40.9224 |  |  |  |  | 1363.5707 | 0 | bar: Availability G1
2025-04-01 21:00 | 26.4965 |  |  |  |  | 1363.5707 | 0 | bar: Availability G1
2025-04-01 22:00 | 23.8991 |  |  |  |  | 1363.5707 | 0 | bar: Availability G1
2025-04-01 23:00 | 23.8991 |  |  |  |  | 1363.5707 | 0 | bar: Availability G1
2025-04-02 | 23.4497 |  |  |  |  | 1363.5707 | 0 | bar: Availability G1
2025-04-02 01:00 | 23.059 |  |  |  |  | 1363.5707 | 0 | bar: Availability G1
2025-04-02 02:00 | 23.059 |  |  |  |  | 1363.5707 | 0 | bar: Availability G1
2025-04-02 03:00 | 23.059 |  |  |  |  | 1363.5707 | 0 | bar: Availability G1
2025-04-02 04:00 | 23.8991 |  |  |  |  | 1363.5707 | 0 | bar: Availability G1
2025-04-02 05:00 | 39.9313 |  |  |  |  | 1363.5707 | 0 | bar: Availability G1
2025-04-02 06:00 | 26.0599 |  |  |  |  | 1363.5707 | 0 | bar: Availability G1
2025-04-02 07:00 | 25.623 |  |  |  |  | 1363.5707 | 0 | bar: Availability G1
2025-04-02 08:00 | 25.2914 |  |  |  |  | 1363.5707 | 0 | bar: Availability G1
2025-04-02 09:00 | 25.6546 |  |  |  |  | 1363.5707 | 0 | bar: Availability G1
2025-04-02 10:00 | 25.2914 |  |  |  |  | 1363.5707 | 0 | bar: Availability G1
2025-04-02 11:00 | 25.0138 |  |  |  |  | 1363.5707 | 0 | bar: Availability G1
2025-04-02 12:00 | 25.5204 |  |  |  |  | 1363.5707 | 0 | bar: Availability G1
2025-04-02 13:00 | 25.2914 |  |  |  |  | 1363.5707 | 0 | bar: Availability G1
2025-04-02 14:00 | 24.5917 |  |  |  |  | 1363.5707 | 0 | bar: Availability G1
2025-04-02 15:00 | 25.5785 |  |  |  |  | 1363.5707 | 0 | bar: Availability G1
2025-04-02 16:00 | 25.2914 |  |  |  |  | 1363.5707 | 0 | bar: Availability G1
2025-04-02 17:00 | 25.6546 |  |  |  |  | 1363.5707 | 0 | bar: Availability G1
2025-04-02 18:00 | 38.8897 |  |  |  |  | 1363.5707 | 0 | bar: Availability G1
2025-04-02 19:00 | 47.244 |  |  |  |  | 1363.5707 | 0 | bar: Availability G1
2025-04-02 20:00 | 45.9662 |  |  |  |  | 1363.5707 | 0 | bar: Availability G1
2025-04-02 21:00 | 52.6283 |  |  |  |  | 1363.5707 | 0 | bar: Availability G1
2025-04-02 22:00 | 47.7572 |  |  |  |  | 1363.5707 | 0 | bar: Availability G1
2025-04-02 23:00 | 23.772 |  |  |  |  | 1363.5707 | 0 | bar: Availability G1
2025-04-03 | 23.7345 |  |  |  |  | 1363.5707 | 0 | bar: Availability G1
2025-04-03 01:00 | 23.6381 |  |  |  |  | 1363.5707 | 0 | bar: Availability G1
2025-04-03 02:00 | 53.8405 |  |  |  |  | 1363.5707 | 0 | bar: Availability G1
2025-04-03 03:00 | 53.8405 |  |  |  |  | 1363.5707 | 0 | bar: Availability G1
2025-04-03 04:00 | 41.9723 |  |  |  |  | 1363.5707 | 0 | bar: Availability G1
2025-04-03 05:00 | 52.9677 |  |  |  |  | 1363.5707 | 0 | bar: Availability G1
2025-04-03 06:00 | 52.9677 |  |  |  |  | 1363.5707 | 0 | bar: Availability G1
2025-04-03 07:00 | 52.8633 |  |  |  |  | 1363.5707 | 0 | bar: Availability G1
2025-04-03 08:00 | 47.7572 |  |  |  |  | 1363.5707 | 0 | bar: Availability G1
2025-04-03 09:00 | 26.7313 |  |  |  |  | 1363.5707 | 0 | bar: Availability G1
2025-04-03 10:00 | 24.5263 |  |  |  |  | 1363.5707 | 0 | bar: Availability G1
2025-04-03 11:00 | 24.5027 |  |  |  |  | 1363.5707 | 0 | bar: Availability G1
2025-04-03 12:00 | 24.5263 |  |  |  |  | 1363.5707 | 0 | bar: Availability G1
2025-04-03 13:00 | 23.1257 |  |  |  |  | 1363.5707 | 0 | bar: Availability G1
2025-04-03 14:00 | 22.5986 |  |  |  |  | 1363.5707 | 0 | bar: Availability G1
2025-04-03 15:00 | 23.7345 |  |  |  |  | 1363.5707 | 0 | bar: Availability G1
2025-04-03 16:00 | 25.6546 |  |  |  |  | 1363.5707 | 0 | bar: Availability G1
2025-04-03 17:00 | 52.8633 |  |  |  |  | 1363.5707 | 0 | bar: Availability G1
2025-04-03 18:00 | 53.9151 |  |  |  |  | 1363.5707 | 0 | bar: Availability G1
2025-04-03 19:00 | 54.4857 |  |  |  |  | 1363.5707 | 0 | bar: Availability G1
2025-04-03 20:00 | 45.9662 |  |  |  |  | 1363.5707 | 0 | bar: Availability G1
2025-04-03 21:00 | 26.1099 |  |  |  |  | 1363.5707 | 0 | bar: Availability G1
2025-04-03 22:00 | 24.5244 |  |  |  |  | 1363.5707 | 0 | bar: Availability G1
2025-04-03 23:00 | 24.1289 |  |  |  |  | 1363.5707 | 0 | bar: Availability G1
2025-04-04 | 23.8991 |  |  |  |  | 1363.5707 | 0 | bar: Availability G1
2025-04-04 01:00 | 23.7345 |  |  |  |  | 1363.5707 | 0 | bar: Availability G1
2025-04-04 02:00 | 22.5986 |  |  |  |  | 1363.5707 | 0 | bar: Availability G1
2025-04-04 03:00 | 23.7345 |  |  |  |  | 1363.5707 | 0 | bar: Availability G1
2025-04-04 04:00 | 26.2189 |  |  |  |  | 1363.5707 | 0 | bar: Availability G1
2025-04-04 05:00 | 30.947 |  |  |  |  | 1363.5707 | 0 | bar: Availability G1
2025-04-04 06:00 | 32.4817 |  |  |  |  | 1363.5707 | 0 | bar: Availability G1
2025-04-04 07:00 | 24.5396 |  |  |  |  | 1363.5707 | 0 | bar: Availability G1
2025-04-04 08:00 | 22.5986 |  |  |  |  | 1363.5707 | 0 | bar: Availability G1
2025-04-04 09:00 | 22.2372 |  |  |  |  | 1363.5707 | 0 | bar: Availability G1
2025-04-04 10:00 | 22.5986 |  |  |  |  | 1363.5707 | 0 | bar: Availability G1
2025-04-04 11:00 | 24.0105 |  |  |  |  | 1363.5707 | 0 | bar: Availability G1
2025-04-04 12:00 | 25.5546 |  |  |  |  | 1363.5707 | 0 | bar: Availability G1
2025-04-04 13:00 | 22.5986 |  |  |  |  | 1363.5707 | 0 | bar: Availability G1
2025-04-04 14:00 | 22.5986 |  |  |  |  | 1363.5707 | 0 | bar: Availability G1
2025-04-04 15:00 | 22.974 |  |  |  |  | 1363.5707 | 0 | bar: Availability G1
2025-04-04 16:00 | 23.059 |  |  |  |  | 1363.5707 | 0 | bar: Availability G1
2025-04-04 17:00 | 24.509 |  |  |  |  | 1363.5707 | 0 | bar: Availability G1
2025-04-04 18:00 | 28.5583 |  |  |  |  | 1363.5707 | 0 | bar: Availability G1
2025-04-04 19:00 | 45.9662 |  |  |  |  | 1363.5707 | 0 | bar: Availability G1
2025-04-04 20:00 | 40.6269 |  |  |  |  | 1363.5707 | 0 | bar: Availability G1
2025-04-04 21:00 | 27.5084 |  |  |  |  | 1363.5707 | 0 | bar: Availability G1
2025-04-04 22:00 | 23.7345 |  |  |  |  | 1363.5707 | 0 | bar: Availability G1
2025-04-04 23:00 | 23.5767 |  |  |  |  | 1363.5707 | 0 | bar: Availability G1
2025-04-05 | 23.7345 |  |  |  |  | 1363.5707 | 0 | bar: Availability G1
2025-04-05 01:00 | 23.1257 |  |  |  |  | 1363.5707 | 0 | bar: Availability G1
2025-04-05 02:00 | 23.7345 |  |  |  |  | 1363.5707 | 0 | bar: Availability G1
2025-04-05 03:00 | 23.825 |  |  |  |  | 1363.5707 | 0 | bar: Availability G1
2025-04-05 04:00 | 25.6546 |  |  |  |  | 1363.5707 | 0 | bar: Availability G1
2025-04-05 05:00 | 28.5836 |  |  |  |  | 1363.5707 | 0 | bar: Availability G1
2025-04-05 06:00 | 25.6914 |  |  |  |  | 1363.5707 | 0 | bar: Availability G1
2025-04-05 07:00 | 23.059 |  |  |  |  | 1363.5707 | 0 | bar: Availability G1
2025-04-05 08:00 | 23.8825 |  |  |  |  | 1363.5707 | 0 | bar: Availability G1
2025-04-05 09:00 | 23.1257 |  |  |  |  | 1363.5707 | 0 | bar: Availability G1
2025-04-05 10:00 | 22.5986 |  |  |  |  | 1363.5707 | 0 | bar: Availability G1
2025-04-05 11:00 | 22.5986 |  |  |  |  | 1363.5707 | 0 | bar: Availability G1
2025-04-05 12:00 | 23.1257 |  |  |  |  | 1363.5707 | 0 | bar: Availability G1
2025-04-05 13:00 | 23.1257 |  |  |  |  | 1363.5707 | 0 | bar: Availability G1
2025-04-05 14:00 | 23.1257 |  |  |  |  | 1363.5707 | 0 | bar: Availability G1
2025-04-05 15:00 | 27.573 |  |  |  |  | 1363.5707 | 0 | bar: Availability G1
2025-04-05 16:00 | 35.3867 |  |  |  |  | 1363.5707 | 0 | bar: Availability G1
2025-04-05 17:00 | 41.9723 |  |  |  |  | 1363.5707 | 0 | bar: Availability G1
2025-04-05 18:00 | 37.9618 |  |  |  |  | 1363.5707 | 0 | bar: Availability G1
2025-04-05 19:00 | 39.0784 |  |  |  |  | 1363.5707 | 0 | bar: Availability G1
2025-04-05 20:00 | 38.849 |  |  |  |  | 1363.5707 | 0 | bar: Availability G1
2025-04-05 21:00 | 25.9466 |  |  |  |  | 1363.5707 | 0 | bar: Availability G1
2025-04-05 22:00 | 24.015 |  |  |  |  | 1363.5707 | 0 | bar: Availability G1
2025-04-05 23:00 | 24.015 |  |  |  |  | 1363.5707 | 0 | bar: Availability G1
2025-04-06 | 24.509 |  |  |  |  | 1363.5707 | 0 | bar: Availability G1
2025-04-06 01:00 | 25.2914 |  |  |  |  | 1363.5707 | 0 | bar: Availability G1
2025-04-06 02:00 | 24.015 |  |  |  |  | 1363.5707 | 0 | bar: Availability G1
2025-04-06 03:00 | 25.6546 |  |  |  |  | 1363.5707 | 0 | bar: Availability G1
2025-04-06 04:00 | 29.1192 |  |  |  |  | 1363.5707 | 0 | bar: Availability G1
2025-04-06 05:00 | 40.8573 |  |  |  |  | 1363.5707 | 0 | bar: Availability G1
2025-04-06 06:00 | 30.0504 |  |  |  |  | 1363.5707 | 0 | bar: Availability G1
2025-04-06 07:00 | 25.7746 |  |  |  |  | 1363.5707 | 0 | bar: Availability G1
2025-04-06 08:00 | 24.015 |  |  |  |  | 1363.5707 | 0 | bar: Availability G1
2025-04-06 09:00 | 24.015 |  |  |  |  | 1363.5707 | 0 | bar: Availability G1
2025-04-06 10:00 | 24.015 |  |  |  |  | 1363.5707 | 0 | bar: Availability G1
2025-04-06 11:00 | 24.015 |  |  |  |  | 1363.5707 | 0 | bar: Availability G1
2025-04-06 12:00 | 24.015 |  |  |  |  | 1363.5707 | 0 | bar: Availability G1
2025-04-06 13:00 | 24.015 |  |  |  |  | 1363.5707 | 0 | bar: Availability G1
2025-04-06 14:00 | 25.7746 |  |  |  |  | 1363.5707 | 0 | bar: Availability G1
2025-04-06 15:00 | 24.509 |  |  |  |  | 1363.5707 | 0 | bar: Availability G1
2025-04-06 16:00 | 27.3249 |  |  |  |  | 1363.5707 | 0 | bar: Availability G1
2025-04-06 17:00 | 53.9151 |  |  |  |  | 1363.5707 | 0 | bar: Availability G1
2025-04-06 18:00 | 47.9936 |  |  |  |  | 1363.5707 | 0 | bar: Availability G1
2025-04-06 19:00 | 53.9151 |  |  |  |  | 1363.5707 | 0 | bar: Availability G1
2025-04-06 20:00 | 52.9677 |  |  |  |  | 1363.5707 | 0 | bar: Availability G1
2025-04-06 21:00 | 47.7572 |  |  |  |  | 1363.5707 | 0 | bar: Availability G1
2025-04-06 22:00 | 25.9466 |  |  |  |  | 1363.5707 | 0 | bar: Availability G1
2025-04-06 23:00 | 23.772 |  |  |  |  | 1363.5707 | 0 | bar: Availability G1
2025-04-07 | 22.5986 |  |  |  |  | 1363.5707 | 0 | bar: Availability G1
2025-04-07 01:00 | 22.9343 |  |  |  |  | 1363.5707 | 0 | bar: Availability G1
2025-04-07 02:00 | 23.059 |  |  |  |  | 1363.5707 | 0 | bar: Availability G1
2025-04-07 03:00 | 22.5986 |  |  |  |  | 1363.5707 | 0 | bar: Availability G1
2025-04-07 04:00 | 25.2927 |  |  |  |  | 1363.5707 | 0 | bar: Availability G1
2025-04-07 05:00 | 32.2578 |  |  |  |  | 1363.5707 | 0 | bar: Availability G1
2025-04-07 06:00 | 38.2602 |  |  |  |  | 1363.5707 | 0 | bar: Availability G1
2025-04-07 07:00 | 29.3889 |  |  |  |  | 1363.5707 | 0 | bar: Availability G1
2025-04-07 08:00 | 25.9976 |  |  |  |  | 1363.5707 | 0 | bar: Availability G1
2025-04-07 09:00 | 25.9976 |  |  |  |  | 1363.5707 | 0 | bar: Availability G1
2025-04-07 10:00 | 25.7746 |  |  |  |  | 1363.5707 | 0 | bar: Availability G1
2025-04-07 11:00 | 25.8366 |  |  |  |  | 1363.5707 | 0 | bar: Availability G1
2025-04-07 12:00 | 25.7746 |  |  |  |  | 1363.5707 | 0 | bar: Availability G1
2025-04-07 13:00 | 25.7746 |  |  |  |  | 1363.5707 | 0 | bar: Availability G1
2025-04-07 14:00 | 25.6546 |  |  |  |  | 1363.5707 | 0 | bar: Availability G1
2025-04-07 15:00 | 25.6546 |  |  |  |  | 1363.5707 | 0 | bar: Availability G1
2025-04-07 16:00 | 26.4424 |  |  |  |  | 1363.5707 | 0 | bar: Availability G1
2025-04-07 17:00 | 41.9723 |  |  |  |  | 1363.5707 | 0 | bar: Availability G1
2025-04-07 18:00 | 49.7471 |  |  |  |  | 1363.5707 | 0 | bar: Availability G1
2025-04-07 19:00 | 44.6924 |  |  |  |  | 1363.5707 | 0 | bar: Availability G1
2025-04-07 20:00 | 41.9723 |  |  |  |  | 1363.5707 | 0 | bar: Availability G1
2025-04-07 21:00 | 30.947 |  |  |  |  | 1363.5707 | 0 | bar: Availability G1
2025-04-07 22:00 | 23.8991 |  |  |  |  | 1363.5707 | 0 | bar: Availability G1
2025-04-07 23:00 | 23.8991 |  |  |  |  | 1363.5707 | 0 | bar: Availability G1
2025-04-08 | 24.5813 |  |  |  |  | 1363.5707 | 0 | bar: Availability G1
2025-04-08 01:00 | 25.6546 |  |  |  |  | 1363.5707 | 0 | bar: Availability G1
2025-04-08 02:00 | 27.573 |  |  |  |  | 1363.5707 | 0 | bar: Availability G1
2025-04-08 03:00 | 47.7572 |  |  |  |  | 1363.5707 | 0 | bar: Availability G1
2025-04-08 04:00 | 52.3821 |  |  |  |  | 1363.5707 | 0 | bar: Availability G1
2025-04-08 05:00 | 52.9677 |  |  |  |  | 1363.5707 | 0 | bar: Availability G1
2025-04-08 06:00 | 52.9677 |  |  |  |  | 1363.5707 | 0 | bar: Availability G1
2025-04-08 07:00 | 52.6283 |  |  |  |  | 1363.5707 | 0 | bar: Availability G1
2025-04-08 08:00 | 48.4285 |  |  |  |  | 1363.5707 | 0 | bar: Availability G1
2025-04-08 09:00 | 52.6768 |  |  |  |  | 1363.5707 | 0 | bar: Availability G1
2025-04-08 10:00 | 32.3802 |  |  |  |  | 1363.5707 | 0 | bar: Availability G1
2025-04-08 11:00 | 25.6546 |  |  |  |  | 1363.5707 | 0 | bar: Availability G1
2025-04-08 12:00 | 24.471 |  |  |  |  | 1363.5707 | 0 | bar: Availability G1
2025-04-08 13:00 | 23.059 |  |  |  |  | 1363.5707 | 0 | bar: Availability G1
2025-04-08 14:00 | 22.5986 |  |  |  |  | 1363.5707 | 0 | bar: Availability G1
2025-04-08 15:00 | 22.5986 |  |  |  |  | 1363.5707 | 0 | bar: Availability G1
2025-04-08 16:00 | 22.3411 |  |  |  |  | 1363.5707 | 0 | bar: Availability G1
2025-04-08 17:00 | 27.63 |  |  |  |  | 1363.5707 | 0 | bar: Availability G1
2025-04-08 18:00 | 43.1367 |  |  |  |  | 1363.5707 | 0 | bar: Availability G1
2025-04-08 19:00 | 45.9662 |  |  |  |  | 1363.5707 | 0 | bar: Availability G1
2025-04-08 20:00 | 41.6622 |  |  |  |  | 1363.5707 | 0 | bar: Availability G1
2025-04-08 21:00 | 28.1959 |  |  |  |  | 1363.5707 | 0 | bar: Availability G1
2025-04-08 22:00 | 23.059 |  |  |  |  | 1363.5707 | 0 | bar: Availability G1
2025-04-08 23:00 | 23.059 |  |  |  |  | 1363.5707 | 0 | bar: Availability G1
2025-04-09 | 23.059 |  |  |  |  | 1363.5707 | 0 | bar: Availability G1
2025-04-09 01:00 | 22.2372 |  |  |  |  | 1363.5707 | 0 | bar: Availability G1
2025-04-09 02:00 | 23.059 |  |  |  |  | 1363.5707 | 0 | bar: Availability G1
2025-04-09 03:00 | 23.059 |  |  |  |  | 1363.5707 | 0 | bar: Availability G1
2025-04-09 04:00 | 24.5813 |  |  |  |  | 1363.5707 | 0 | bar: Availability G1
2025-04-09 05:00 | 34.947 |  |  |  |  | 1363.5707 | 0 | bar: Availability G1
2025-04-09 06:00 | 32.3802 |  |  |  |  | 1363.5707 | 0 | bar: Availability G1
2025-04-09 07:00 | 26.7429 |  |  |  |  | 1363.5707 | 0 | bar: Availability G1
2025-04-09 08:00 | 23.7789 |  |  |  |  | 1363.5707 | 0 | bar: Availability G1
2025-04-09 09:00 | 23.1257 |  |  |  |  | 1363.5707 | 0 | bar: Availability G1
2025-04-09 10:00 | 23.059 |  |  |  |  | 1363.5707 | 0 | bar: Availability G1
2025-04-09 11:00 | 23.059 |  |  |  |  | 1363.5707 | 0 | bar: Availability G1
2025-04-09 12:00 | 23.1257 |  |  |  |  | 1363.5707 | 0 | bar: Availability G1
2025-04-09 13:00 | 23.1257 |  |  |  |  | 1363.5707 | 0 | bar: Availability G1
2025-04-09 14:00 | 23.059 |  |  |  |  | 1363.5707 | 0 | bar: Availability G1
2025-04-09 15:00 | 23.1257 |  |  |  |  | 1363.5707 | 0 | bar: Availability G1
2025-04-09 16:00 | 32.5742 |  |  |  |  | 1363.5707 | 0 | bar: Availability G1
2025-04-09 17:00 | 48.8642 |  |  |  |  | 1363.5707 | 0 | bar: Availability G1
2025-04-09 18:00 | 47.7572 |  |  |  |  | 1363.5707 | 0 | bar: Availability G1
2025-04-09 19:00 | 45.9662 |  |  |  |  | 1363.5707 | 0 | bar: Availability G1
2025-04-09 20:00 | 44.0198 |  |  |  |  | 1363.5707 | 0 | bar: Availability G1
2025-04-09 21:00 | 30.574 |  |  |  |  | 1363.5707 | 0 | bar: Availability G1
2025-04-09 22:00 | 25.7364 |  |  |  |  | 1363.5707 | 0 | bar: Availability G1
2025-04-09 23:00 | 25.6914 |  |  |  |  | 1363.5707 | 0 | bar: Availability G1
2025-04-10 | 25.6546 |  |  |  |  | 1363.5707 | 0 | bar: Availability G1
2025-04-10 01:00 | 25.6914 |  |  |  |  | 1363.5707 | 0 | bar: Availability G1
2025-04-10 02:00 | 25.623 |  |  |  |  | 1363.5707 | 0 | bar: Availability G1
2025-04-10 03:00 | 25.7364 |  |  |  |  | 1363.5707 | 0 | bar: Availability G1
2025-04-10 04:00 | 28.1246 |  |  |  |  | 1363.5707 | 0 | bar: Availability G1
2025-04-10 05:00 | 52.3821 |  |  |  |  | 1363.5707 | 0 | bar: Availability G1
2025-04-10 06:00 | 48.4285 |  |  |  |  | 1363.5707 | 0 | bar: Availability G1
2025-04-10 07:00 | 52.9677 |  |  |  |  | 1363.5707 | 0 | bar: Availability G1
2025-04-10 08:00 | 52.9677 |  |  |  |  | 1363.5707 | 0 | bar: Availability G1
2025-04-10 09:00 | 52.3821 |  |  |  |  | 1363.5707 | 0 | bar: Availability G1
2025-04-10 10:00 | 52.9677 |  |  |  |  | 1363.5707 | 0 | bar: Availability G1
2025-04-10 11:00 | 47.7572 |  |  |  |  | 1363.5707 | 0 | bar: Availability G1
2025-04-10 12:00 | 26.4957 |  |  |  |  | 1363.5707 | 0 | bar: Availability G1
2025-04-10 13:00 | 26.4957 |  |  |  |  | 1363.5707 | 0 | bar: Availability G1
2025-04-10 14:00 | 25.2914 |  |  |  |  | 1363.5707 | 0 | bar: Availability G1
2025-04-10 15:00 | 24.015 |  |  |  |  | 1363.5707 | 0 | bar: Availability G1
2025-04-10 16:00 | 24.5813 |  |  |  |  | 1363.5707 | 0 | bar: Availability G1
2025-04-10 17:00 | 28.0602 |  |  |  |  | 1363.5707 | 0 | bar: Availability G1
2025-04-10 18:00 | 35.7455 |  |  |  |  | 1363.5707 | 0 | bar: Availability G1
2025-04-10 19:00 | 41.9723 |  |  |  |  | 1363.5707 | 0 | bar: Availability G1
2025-04-10 20:00 | 39.8445 |  |  |  |  | 1363.5707 | 0 | bar: Availability G1
2025-04-10 21:00 | 25.6546 |  |  |  |  | 1363.5707 | 0 | bar: Availability G1
2025-04-10 22:00 | 24.5027 |  |  |  |  | 1363.5707 | 0 | bar: Availability G1
2025-04-10 23:00 | 24.5027 |  |  |  |  | 1363.5707 | 0 | bar: Availability G1
2025-04-11 | 24.5027 |  |  |  |  | 1363.5707 | 0 | bar: Availability G1
2025-04-11 01:00 | 24.509 |  |  |  |  | 1363.5707 | 0 | bar: Availability G1
2025-04-11 02:00 | 24.5813 |  |  |  |  | 1363.5707 | 0 | bar: Availability G1
2025-04-11 03:00 | 25.6914 |  |  |  |  | 1363.5707 | 0 | bar: Availability G1
2025-04-11 04:00 | 28.0602 |  |  |  |  | 1363.5707 | 0 | bar: Availability G1
2025-04-11 05:00 | 45.3137 |  |  |  |  | 1363.5707 | 0 | bar: Availability G1
2025-04-11 06:00 | 47.7572 |  |  |  |  | 1363.5707 | 0 | bar: Availability G1
2025-04-11 07:00 | 47.7572 |  |  |  |  | 1363.5707 | 0 | bar: Availability G1
2025-04-11 08:00 | 35.3867 |  |  |  |  | 1363.5707 | 0 | bar: Availability G1
2025-04-11 09:00 | 41.9723 |  |  |  |  | 1363.5707 | 0 | bar: Availability G1
2025-04-11 10:00 | 25.6546 |  |  |  |  | 1363.5707 | 0 | bar: Availability G1
2025-04-11 11:00 | 24.5813 |  |  |  |  | 1363.5707 | 0 | bar: Availability G1
2025-04-11 12:00 | 25.6546 |  |  |  |  | 1363.5707 | 0 | bar: Availability G1
2025-04-11 13:00 | 25.6546 |  |  |  |  | 1363.5707 | 0 | bar: Availability G1
2025-04-11 14:00 | 28.0602 |  |  |  |  | 1363.5707 | 0 | bar: Availability G1
2025-04-11 15:00 | 25.6546 |  |  |  |  | 1363.5707 | 0 | bar: Availability G1
2025-04-11 16:00 | 27.573 |  |  |  |  | 1363.5707 | 0 | bar: Availability G1
2025-04-11 17:00 | 28.0602 |  |  |  |  | 1363.5707 | 0 | bar: Availability G1
2025-04-11 18:00 | 29.1192 |  |  |  |  | 1363.5707 | 0 | bar: Availability G1
2025-04-11 19:00 | 38.6675 |  |  |  |  | 1363.5707 | 0 | bar: Availability G1
2025-04-11 20:00 | 41.2268 |  |  |  |  | 1363.5707 | 0 | bar: Availability G1
2025-04-11 21:00 | 30.947 |  |  |  |  | 1363.5707 | 0 | bar: Availability G1
2025-04-11 22:00 | 25.9396 |  |  |  |  | 1363.5707 | 0 | bar: Availability G1
2025-04-11 23:00 | 25.5204 |  |  |  |  | 1363.5707 | 0 | bar: Availability G1
2025-04-12 | 25.5204 |  |  |  |  | 1363.5707 | 0 | bar: Availability G1
2025-04-12 01:00 | 25.7597 |  |  |  |  | 1363.5707 | 0 | bar: Availability G1
2025-04-12 02:00 | 28.9877 |  |  |  |  | 1363.5707 | 0 | bar: Availability G1
2025-04-12 03:00 | 31.8421 |  |  |  |  | 1363.5707 | 0 | bar: Availability G1
2025-04-12 04:00 | 52.6283 |  |  |  |  | 1363.5707 | 0 | bar: Availability G1
2025-04-12 05:00 | 52.6768 |  |  |  |  | 1363.5707 | 0 | bar: Availability G1
2025-04-12 06:00 | 52.6768 |  |  |  |  | 1363.5707 | 0 | bar: Availability G1
2025-04-12 07:00 | 31.586 |  |  |  |  | 1363.5707 | 0 | bar: Availability G1
2025-04-12 08:00 | 47.7572 |  |  |  |  | 1363.5707 | 0 | bar: Availability G1
2025-04-12 09:00 | 26.4194 |  |  |  |  | 1363.5707 | 0 | bar: Availability G1
2025-04-12 10:00 | 25.6546 |  |  |  |  | 1363.5707 | 0 | bar: Availability G1
2025-04-12 11:00 | 23.059 |  |  |  |  | 1363.5707 | 0 | bar: Availability G1
2025-04-12 12:00 | 22.5986 |  |  |  |  | 1363.5707 | 0 | bar: Availability G1
2025-04-12 13:00 | 22.2372 |  |  |  |  | 1363.5707 | 0 | bar: Availability G1
2025-04-12 14:00 | 22.2372 |  |  |  |  | 1363.5707 | 0 | bar: Availability G1
2025-04-12 15:00 | 23.059 |  |  |  |  | 1363.5707 | 0 | bar: Availability G1
2025-04-12 16:00 | 23.7345 |  |  |  |  | 1363.5707 | 0 | bar: Availability G1
2025-04-12 17:00 | 29.8407 |  |  |  |  | 1363.5707 | 0 | bar: Availability G1
2025-04-12 18:00 | 47.7572 |  |  |  |  | 1363.5707 | 0 | bar: Availability G1
2025-04-12 19:00 | 43.3535 |  |  |  |  | 1363.5707 | 0 | bar: Availability G1
2025-04-12 20:00 | 42.7032 |  |  |  |  | 1363.5707 | 0 | bar: Availability G1
2025-04-12 21:00 | 35.3867 |  |  |  |  | 1363.5707 | 0 | bar: Availability G1
2025-04-12 22:00 | 24.5027 |  |  |  |  | 1363.5707 | 0 | bar: Availability G1
2025-04-12 23:00 | 24.015 |  |  |  |  | 1363.5707 | 0 | bar: Availability G1
2025-04-13 | 25.6546 |  |  |  |  | 1363.5707 | 0 | bar: Availability G1
2025-04-13 01:00 | 24.015 |  |  |  |  | 1363.5707 | 0 | bar: Availability G1
2025-04-13 02:00 | 24.015 |  |  |  |  | 1363.5707 | 0 | bar: Availability G1
2025-04-13 03:00 | 24.015 |  |  |  |  | 1363.5707 | 0 | bar: Availability G1
2025-04-13 04:00 | 24.2759 |  |  |  |  | 1363.5707 | 0 | bar: Availability G1
2025-04-13 05:00 | 28.0602 |  |  |  |  | 1363.5707 | 0 | bar: Availability G1
2025-04-13 06:00 | 25.5546 |  |  |  |  | 1363.5707 | 0 | bar: Availability G1
2025-04-13 07:00 | 25.618 |  |  |  |  | 1363.5707 | 0 | bar: Availability G1
2025-04-13 08:00 | 25.6546 |  |  |  |  | 1363.5707 | 0 | bar: Availability G1
2025-04-13 09:00 | 28.0602 |  |  |  |  | 1363.5707 | 0 | bar: Availability G1
2025-04-13 10:00 | 28.9347 |  |  |  |  | 1363.5707 | 0 | bar: Availability G1
2025-04-13 11:00 | 28.9347 |  |  |  |  | 1363.5707 | 0 | bar: Availability G1
2025-04-13 12:00 | 41.9723 |  |  |  |  | 1363.5707 | 0 | bar: Availability G1
2025-04-13 13:00 | 28.9347 |  |  |  |  | 1363.5707 | 0 | bar: Availability G1
2025-04-13 14:00 | 52.6283 |  |  |  |  | 1363.5707 | 0 | bar: Availability G1
2025-04-13 15:00 | 53.9151 |  |  |  |  | 1363.5707 | 0 | bar: Availability G1
2025-04-13 16:00 | 54.4447 |  |  |  |  | 1363.5707 | 0 | bar: Availability G1
2025-04-13 17:00 | 54.5827 |  |  |  |  | 1363.5707 | 0 | bar: Availability G1
2025-04-13 18:00 | 54.5827 |  |  |  |  | 1363.5707 | 0 | bar: Availability G1
2025-04-13 19:00 | 53.9151 |  |  |  |  | 1363.5707 | 0 | bar: Availability G1
2025-04-13 20:00 | 53.9151 |  |  |  |  | 1363.5707 | 0 | bar: Availability G1
2025-04-13 21:00 | 52.3821 |  |  |  |  | 1363.5707 | 0 | bar: Availability G1
2025-04-13 22:00 | 25.6546 |  |  |  |  | 1363.5707 | 0 | bar: Availability G1
2025-04-13 23:00 | 24.5813 |  |  |  |  | 1363.5707 | 0 | bar: Availability G1
2025-04-14 | 25.2914 |  |  |  |  | 1363.5707 | 0 | bar: Availability G1
2025-04-14 01:00 | 24.509 |  |  |  |  | 1363.5707 | 0 | bar: Availability G1
2025-04-14 02:00 | 24.5813 |  |  |  |  | 1363.5707 | 0 | bar: Availability G1
2025-04-14 03:00 | 24.5813 |  |  |  |  | 1363.5707 | 0 | bar: Availability G1
2025-04-14 04:00 | 25.8965 |  |  |  |  | 1363.5707 | 0 | bar: Availability G1
2025-04-14 05:00 | 32.3802 |  |  |  |  | 1363.5707 | 0 | bar: Availability G1
2025-04-14 06:00 | 30.947 |  |  |  |  | 1363.5707 | 0 | bar: Availability G1
2025-04-14 07:00 | 30.947 |  |  |  |  | 1363.5707 | 0 | bar: Availability G1
2025-04-14 08:00 | 26.9027 |  |  |  |  | 1363.5707 | 0 | bar: Availability G1
2025-04-14 09:00 | 24.578 |  |  |  |  | 1363.5707 | 0 | bar: Availability G1
2025-04-14 10:00 | 23.059 |  |  |  |  | 1363.5707 | 0 | bar: Availability G1
2025-04-14 11:00 | 22.3411 |  |  |  |  | 1363.5707 | 0 | bar: Availability G1
2025-04-14 12:00 | 20.7382 |  |  |  |  | 1363.5707 | 0 | bar: Availability G1
2025-04-14 13:00 | 20.7231 |  |  |  |  | 1363.5707 | 0 | bar: Availability G1
2025-04-14 14:00 | 20.7231 |  |  |  |  | 1363.5707 | 0 | bar: Availability G1
2025-04-14 15:00 | 21.5847 |  |  |  |  | 1363.5707 | 0 | bar: Availability G1
2025-04-14 16:00 | 24.5027 |  |  |  |  | 1363.5707 | 0 | bar: Availability G1
2025-04-14 17:00 | 28.0602 |  |  |  |  | 1363.5707 | 0 | bar: Availability G1
2025-04-14 18:00 | 33.3369 |  |  |  |  | 1363.5707 | 0 | bar: Availability G1
2025-04-14 19:00 | 39.8445 |  |  |  |  | 1363.5707 | 0 | bar: Availability G1
2025-04-14 20:00 | 36.7075 |  |  |  |  | 1363.5707 | 0 | bar: Availability G1
2025-04-14 21:00 | 25.972 |  |  |  |  | 1363.5707 | 0 | bar: Availability G1
2025-04-14 22:00 | 24.5027 |  |  |  |  | 1363.5707 | 0 | bar: Availability G1
2025-04-14 23:00 | 23.7345 |  |  |  |  | 1363.5707 | 0 | bar: Availability G1
2025-04-15 | 23.1257 |  |  |  |  | 1363.5707 | 0 | bar: Availability G1
2025-04-15 01:00 | 24.5027 |  |  |  |  | 1363.5707 | 0 | bar: Availability G1
2025-04-15 02:00 | 24.5027 |  |  |  |  | 1363.5707 | 0 | bar: Availability G1
2025-04-15 03:00 | 26.3418 |  |  |  |  | 1363.5707 | 0 | bar: Availability G1
2025-04-15 04:00 | 28.0602 |  |  |  |  | 1363.5707 | 0 | bar: Availability G1
2025-04-15 05:00 | 39.8559 |  |  |  |  | 1363.5707 | 0 | bar: Availability G1
2025-04-15 06:00 | 28.0602 |  |  |  |  | 1363.5707 | 0 | bar: Availability G1
2025-04-15 07:00 | 27.63 |  |  |  |  | 1363.5707 | 0 | bar: Availability G1
2025-04-15 08:00 | 25.2914 |  |  |  |  | 1363.5707 | 0 | bar: Availability G1
2025-04-15 09:00 | 23.8825 |  |  |  |  | 1363.5707 | 0 | bar: Availability G1
2025-04-15 10:00 | 23.1257 |  |  |  |  | 1363.5707 | 0 | bar: Availability G1
2025-04-15 11:00 | 22.5986 |  |  |  |  | 1363.5707 | 0 | bar: Availability G1
2025-04-15 12:00 | 22.5986 |  |  |  |  | 1363.5707 | 0 | bar: Availability G1
2025-04-15 13:00 | 22.5986 |  |  |  |  | 1363.5707 | 0 | bar: Availability G1
2025-04-15 14:00 | 24.5813 |  |  |  |  | 1363.5707 | 0 | bar: Availability G1
2025-04-15 15:00 | 24.5813 |  |  |  |  | 1363.5707 | 0 | bar: Availability G1
2025-04-15 16:00 | 24.5813 |  |  |  |  | 1363.5707 | 0 | bar: Availability G1
2025-04-15 17:00 | 28.0602 |  |  |  |  | 1363.5707 | 0 | bar: Availability G1
2025-04-15 18:00 | 39.1579 |  |  |  |  | 1363.5707 | 0 | bar: Availability G1
2025-04-15 19:00 | 45.9662 |  |  |  |  | 1363.5707 | 0 | bar: Availability G1
2025-04-15 20:00 | 45.9662 |  |  |  |  | 1363.5707 | 0 | bar: Availability G1
2025-04-15 21:00 | 28.0602 |  |  |  |  | 1363.5707 | 0 | bar: Availability G1
2025-04-15 22:00 | 25.2914 |  |  |  |  | 1363.5707 | 0 | bar: Availability G1
2025-04-15 23:00 | 24.5813 |  |  |  |  | 1363.5707 | 0 | bar: Availability G1
2025-04-16 | 25.6914 |  |  |  |  | 1363.5707 | 0 | bar: Availability G1
2025-04-16 01:00 | 24.5813 |  |  |  |  | 1363.5707 | 0 | bar: Availability G1
2025-04-16 02:00 | 25.3032 |  |  |  |  | 1363.5707 | 0 | bar: Availability G1
2025-04-16 03:00 | 26.803 |  |  |  |  | 1363.5707 | 0 | bar: Availability G1
2025-04-16 04:00 | 31.3877 |  |  |  |  | 1363.5707 | 0 | bar: Availability G1
2025-04-16 05:00 | 52.6283 |  |  |  |  | 1363.5707 | 0 | bar: Availability G1
2025-04-16 06:00 | 47.8596 |  |  |  |  | 1363.5707 | 0 | bar: Availability G1
2025-04-16 07:00 | 53.8405 |  |  |  |  | 1363.5707 | 0 | bar: Availability G1
2025-04-16 08:00 | 52.3821 |  |  |  |  | 1363.5707 | 0 | bar: Availability G1
2025-04-16 09:00 | 28.3074 |  |  |  |  | 1363.5707 | 0 | bar: Availability G1
2025-04-16 10:00 | 25.6546 |  |  |  |  | 1363.5707 | 0 | bar: Availability G1
2025-04-16 11:00 | 24.5813 |  |  |  |  | 1363.5707 | 0 | bar: Availability G1
2025-04-16 12:00 | 24.5813 |  |  |  |  | 1363.5707 | 0 | bar: Availability G1
2025-04-16 13:00 | 23.7345 |  |  |  |  | 1363.5707 | 0 | bar: Availability G1
2025-04-16 14:00 | 23.7345 |  |  |  |  | 1363.5707 | 0 | bar: Availability G1
2025-04-16 15:00 | 24.015 |  |  |  |  | 1363.5707 | 0 | bar: Availability G1
2025-04-16 16:00 | 27.0866 |  |  |  |  | 1363.5707 | 0 | bar: Availability G1
2025-04-16 17:00 | 30.1761 |  |  |  |  | 1363.5707 | 0 | bar: Availability G1
2025-04-16 18:00 | 48.4285 |  |  |  |  | 1363.5707 | 0 | bar: Availability G1
2025-04-16 19:00 | 46.4003 |  |  |  |  | 1363.5707 | 0 | bar: Availability G1
2025-04-16 20:00 | 45.9662 |  |  |  |  | 1363.5707 | 0 | bar: Availability G1
2025-04-16 21:00 | 36.0266 |  |  |  |  | 1363.5707 | 0 | bar: Availability G1
2025-04-16 22:00 | 27.9931 |  |  |  |  | 1363.5707 | 0 | bar: Availability G1
2025-04-16 23:00 | 24.5027 |  |  |  |  | 1363.5707 | 0 | bar: Availability G1
2025-04-17 | 24.015 |  |  |  |  | 1363.5707 | 0 | bar: Availability G1
2025-04-17 01:00 | 24.509 |  |  |  |  | 1363.5707 | 0 | bar: Availability G1
2025-04-17 02:00 | 25.6546 |  |  |  |  | 1363.5707 | 0 | bar: Availability G1
2025-04-17 03:00 | 25.6914 |  |  |  |  | 1363.5707 | 0 | bar: Availability G1
2025-04-17 04:00 | 28.0602 |  |  |  |  | 1363.5707 | 0 | bar: Availability G1
2025-04-17 05:00 | 41.9723 |  |  |  |  | 1363.5707 | 0 | bar: Availability G1
2025-04-17 06:00 | 39.8915 |  |  |  |  | 1363.5707 | 0 | bar: Availability G1
2025-04-17 07:00 | 29.1863 |  |  |  |  | 1363.5707 | 0 | bar: Availability G1
2025-04-17 08:00 | 25.6546 |  |  |  |  | 1363.5707 | 0 | bar: Availability G1
2025-04-17 09:00 | 48.8642 |  |  |  |  | 1363.5707 | 0 | bar: Availability G1
2025-04-17 10:00 | 27.3249 |  |  |  |  | 1363.5707 | 0 | bar: Availability G1
2025-04-17 11:00 | 26.3448 |  |  |  |  | 1363.5707 | 0 | bar: Availability G1
2025-04-17 12:00 | 25.2914 |  |  |  |  | 1363.5707 | 0 | bar: Availability G1
2025-04-17 13:00 | 25.623 |  |  |  |  | 1363.5707 | 0 | bar: Availability G1
2025-04-17 14:00 | 26.4957 |  |  |  |  | 1363.5707 | 0 | bar: Availability G1
2025-04-17 15:00 | 27.3249 |  |  |  |  | 1363.5707 | 0 | bar: Availability G1
2025-04-17 16:00 | 28.0602 |  |  |  |  | 1363.5707 | 0 | bar: Availability G1
2025-04-17 17:00 | 53.9151 |  |  |  |  | 1363.5707 | 0 | bar: Availability G1
2025-04-17 18:00 | 49.6165 |  |  |  |  | 1363.5707 | 0 | bar: Availability G1
2025-04-17 19:00 | 52.3821 |  |  |  |  | 1363.5707 | 0 | bar: Availability G1
2025-04-17 20:00 | 49.9229 |  |  |  |  | 1363.5707 | 0 | bar: Availability G1
2025-04-17 21:00 | 31.9085 |  |  |  |  | 1363.5707 | 0 | bar: Availability G1
2025-04-17 22:00 | 28.3074 |  |  |  |  | 1363.5707 | 0 | bar: Availability G1
2025-04-17 23:00 | 28.0602 |  |  |  |  | 1363.5707 | 0 | bar: Availability G1
2025-04-18 | 27.8088 |  |  |  |  | 1363.5707 | 0 | bar: Availability G1
2025-04-18 01:00 | 25.7364 |  |  |  |  | 1363.5707 | 0 | bar: Availability G1
2025-04-18 02:00 | 25.7364 |  |  |  |  | 1363.5707 | 0 | bar: Availability G1
2025-04-18 03:00 | 25.7364 |  |  |  |  | 1363.5707 | 0 | bar: Availability G1
2025-04-18 04:00 | 26.9808 |  |  |  |  | 1363.5707 | 0 | bar: Availability G1
2025-04-18 05:00 | 44.7629 |  |  |  |  | 1363.5707 | 0 | bar: Availability G1
2025-04-18 06:00 | 41.9723 |  |  |  |  | 1363.5707 | 0 | bar: Availability G1
2025-04-18 07:00 | 52.3821 |  |  |  |  | 1363.5707 | 0 | bar: Availability G1
2025-04-18 08:00 | 34.8561 |  |  |  |  | 1363.5707 | 0 | bar: Availability G1
2025-04-18 09:00 | 31.4801 |  |  |  |  | 1363.5707 | 0 | bar: Availability G1
2025-04-18 10:00 | 30.947 |  |  |  |  | 1363.5707 | 0 | bar: Availability G1
2025-04-18 11:00 | 28.0602 |  |  |  |  | 1363.5707 | 0 | bar: Availability G1
2025-04-18 12:00 | 25.2914 |  |  |  |  | 1363.5707 | 0 | bar: Availability G1
2025-04-18 13:00 | 25.5546 |  |  |  |  | 1363.5707 | 0 | bar: Availability G1
2025-04-18 14:00 | 25.2914 |  |  |  |  | 1363.5707 | 0 | bar: Availability G1
2025-04-18 15:00 | 24.5813 |  |  |  |  | 1363.5707 | 0 | bar: Availability G1
2025-04-18 16:00 | 25.6546 |  |  |  |  | 1363.5707 | 0 | bar: Availability G1
2025-04-18 17:00 | 28.7175 |  |  |  |  | 1363.5707 | 0 | bar: Availability G1
2025-04-18 18:00 | 45.9662 |  |  |  |  | 1363.5707 | 0 | bar: Availability G1
2025-04-18 19:00 | 52.3821 |  |  |  |  | 1363.5707 | 0 | bar: Availability G1
2025-04-18 20:00 | 54.4857 |  |  |  |  | 1363.5707 | 0 | bar: Availability G1
2025-04-18 21:00 | 53.9151 |  |  |  |  | 1363.5707 | 0 | bar: Availability G1
2025-04-18 22:00 | 31.3876 |  |  |  |  | 1363.5707 | 0 | bar: Availability G1
2025-04-18 23:00 | 27.63 |  |  |  |  | 1363.5707 | 0 | bar: Availability G1
2025-04-19 | 27.1843 |  |  |  |  | 1363.5707 | 0 | bar: Availability G1
2025-04-19 01:00 | 27.63 |  |  |  |  | 1363.5707 | 0 | bar: Availability G1
2025-04-19 02:00 | 27.6429 |  |  |  |  | 1363.5707 | 0 | bar: Availability G1
2025-04-19 03:00 | 28.0602 |  |  |  |  | 1363.5707 | 0 | bar: Availability G1
2025-04-19 04:00 | 27.9095 |  |  |  |  | 1363.5707 | 0 | bar: Availability G1
2025-04-19 05:00 | 34.947 |  |  |  |  | 1363.5707 | 0 | bar: Availability G1
2025-04-19 06:00 | 48.4285 |  |  |  |  | 1363.5707 | 0 | bar: Availability G1
2025-04-19 07:00 | 28.0352 |  |  |  |  | 1363.5707 | 0 | bar: Availability G1
2025-04-19 08:00 | 24.6552 |  |  |  |  | 1363.5707 | 0 | bar: Availability G1
2025-04-19 09:00 | 24.5983 |  |  |  |  | 1363.5707 | 0 | bar: Availability G1
2025-04-19 10:00 | 24.5813 |  |  |  |  | 1363.5707 | 0 | bar: Availability G1
2025-04-19 11:00 | 25.2914 |  |  |  |  | 1363.5707 | 0 | bar: Availability G1
2025-04-19 12:00 | 25.2914 |  |  |  |  | 1363.5707 | 0 | bar: Availability G1
2025-04-19 13:00 | 25.6546 |  |  |  |  | 1363.5707 | 0 | bar: Availability G1
2025-04-19 14:00 | 26.0694 |  |  |  |  | 1363.5707 | 0 | bar: Availability G1
2025-04-19 15:00 | 41.9723 |  |  |  |  | 1363.5707 | 0 | bar: Availability G1
2025-04-19 16:00 | 28.3074 |  |  |  |  | 1363.5707 | 0 | bar: Availability G1
2025-04-19 17:00 | 30.947 |  |  |  |  | 1363.5707 | 0 | bar: Availability G1
2025-04-19 18:00 | 46.9475 |  |  |  |  | 1363.5707 | 0 | bar: Availability G1
2025-04-19 19:00 | 48.4285 |  |  |  |  | 1363.5707 | 0 | bar: Availability G1
2025-04-19 20:00 | 45.9662 |  |  |  |  | 1363.5707 | 0 | bar: Availability G1
2025-04-19 21:00 | 40.5228 |  |  |  |  | 1363.5707 | 0 | bar: Availability G1
2025-04-19 22:00 | 28.3074 |  |  |  |  | 1363.5707 | 0 | bar: Availability G1
2025-04-19 23:00 | 27.63 |  |  |  |  | 1363.5707 | 0 | bar: Availability G1
2025-04-20 | 24.5813 |  |  |  |  | 1363.5707 | 0 | bar: Availability G1
2025-04-20 01:00 | 23.1257 |  |  |  |  | 1363.5707 | 0 | bar: Availability G1
2025-04-20 02:00 | 23.059 |  |  |  |  | 1363.5707 | 0 | bar: Availability G1
2025-04-20 03:00 | 23.7345 |  |  |  |  | 1363.5707 | 0 | bar: Availability G1
2025-04-20 04:00 | 25.2927 |  |  |  |  | 1363.5707 | 0 | bar: Availability G1
2025-04-20 05:00 | 28.0602 |  |  |  |  | 1363.5707 | 0 | bar: Availability G1
2025-04-20 06:00 | 25.7447 |  |  |  |  | 1363.5707 | 0 | bar: Availability G1
2025-04-20 07:00 | 25.7556 |  |  |  |  | 1363.5707 | 0 | bar: Availability G1
2025-04-20 08:00 | 25.6457 |  |  |  |  | 1363.5707 | 0 | bar: Availability G1
2025-04-20 09:00 | 25.7556 |  |  |  |  | 1363.5707 | 0 | bar: Availability G1
2025-04-20 10:00 | 25.2455 |  |  |  |  | 1363.5707 | 0 | bar: Availability G1
2025-04-20 11:00 | 25.0347 |  |  |  |  | 1363.5707 | 0 | bar: Availability G1
2025-04-20 12:00 | 24.9651 |  |  |  |  | 1363.5707 | 0 | bar: Availability G1
2025-04-20 13:00 | 25.0347 |  |  |  |  | 1363.5707 | 0 | bar: Availability G1
2025-04-20 14:00 | 24.5813 |  |  |  |  | 1363.5707 | 0 | bar: Availability G1
2025-04-20 15:00 | 25.6546 |  |  |  |  | 1363.5707 | 0 | bar: Availability G1
2025-04-20 16:00 | 28.3074 |  |  |  |  | 1363.5707 | 0 | bar: Availability G1
2025-04-20 17:00 | 28.5529 |  |  |  |  | 1363.5707 | 0 | bar: Availability G1
2025-04-20 18:00 | 42.9629 |  |  |  |  | 1363.5707 | 0 | bar: Availability G1
2025-04-20 19:00 | 42.9629 |  |  |  |  | 1363.5707 | 0 | bar: Availability G1
2025-04-20 20:00 | 42.9629 |  |  |  |  | 1363.5707 | 0 | bar: Availability G1
2025-04-20 21:00 | 26.9808 |  |  |  |  | 1363.5707 | 0 | bar: Availability G1
2025-04-20 22:00 | 26.6122 |  |  |  |  | 1363.5707 | 0 | bar: Availability G1
2025-04-20 23:00 | 25.7364 |  |  |  |  | 1363.5707 | 0 | bar: Availability G1
2025-04-21 | 25.6546 |  |  |  |  | 1363.5707 | 0 | bar: Availability G1
2025-04-21 01:00 | 24.5813 |  |  |  |  | 1363.5707 | 0 | bar: Availability G1
2025-04-21 02:00 | 24.015 |  |  |  |  | 1363.5707 | 0 | bar: Availability G1
2025-04-21 03:00 | 24.015 |  |  |  |  | 1363.5707 | 0 | bar: Availability G1
2025-04-21 04:00 | 25.7364 |  |  |  |  | 1363.5707 | 0 | bar: Availability G1
2025-04-21 05:00 | 30.4217 |  |  |  |  | 1363.5707 | 0 | bar: Availability G1
2025-04-21 06:00 | 37.2544 |  |  |  |  | 1363.5707 | 0 | bar: Availability G1
2025-04-21 07:00 | 30.947 |  |  |  |  | 1363.5707 | 0 | bar: Availability G1
2025-04-21 08:00 | 30.0504 |  |  |  |  | 1363.5707 | 0 | bar: Availability G1
2025-04-21 09:00 | 29.068 |  |  |  |  | 1363.5707 | 0 | bar: Availability G1
2025-04-21 10:00 | 27.3249 |  |  |  |  | 1363.5707 | 0 | bar: Availability G1
2025-04-21 11:00 | 26.4957 |  |  |  |  | 1363.5707 | 0 | bar: Availability G1
2025-04-21 12:00 | 26.3448 |  |  |  |  | 1363.5707 | 0 | bar: Availability G1
2025-04-21 13:00 | 28.0602 |  |  |  |  | 1363.5707 | 0 | bar: Availability G1
2025-04-21 14:00 | 28.0602 |  |  |  |  | 1363.5707 | 0 | bar: Availability G1
2025-04-21 15:00 | 28.0602 |  |  |  |  | 1363.5707 | 0 | bar: Availability G1
2025-04-21 16:00 | 52.6768 |  |  |  |  | 1363.5707 | 0 | bar: Availability G1
2025-04-21 17:00 | 52.8633 |  |  |  |  | 1363.5707 | 0 | bar: Availability G1
2025-04-21 18:00 | 46.9754 |  |  |  |  | 1363.5707 | 0 | bar: Availability G1
2025-04-21 19:00 | 47.7572 |  |  |  |  | 1363.5707 | 0 | bar: Availability G1
2025-04-21 20:00 | 45.9662 |  |  |  |  | 1363.5707 | 0 | bar: Availability G1
2025-04-21 21:00 | 45.9662 |  |  |  |  | 1363.5707 | 0 | bar: Availability G1
2025-04-21 22:00 | 29.7013 |  |  |  |  | 1363.5707 | 0 | bar: Availability G1
2025-04-21 23:00 | 28.0602 |  |  |  |  | 1363.5707 | 0 | bar: Availability G1
2025-04-22 | 28.0602 |  |  |  |  | 1363.5707 | 0 | bar: Availability G1
2025-04-22 01:00 | 28.0602 |  |  |  |  | 1363.5707 | 0 | bar: Availability G1
2025-04-22 02:00 | 26.4747 |  |  |  |  | 1363.5707 | 0 | bar: Availability G1
2025-04-22 03:00 | 27.573 |  |  |  |  | 1363.5707 | 0 | bar: Availability G1
2025-04-22 04:00 | 28.3922 |  |  |  |  | 1363.5707 | 0 | bar: Availability G1
2025-04-22 05:00 | 32.9197 |  |  |  |  | 1363.5707 | 0 | bar: Availability G1
2025-04-22 06:00 | 40.0349 |  |  |  |  | 1363.5707 | 0 | bar: Availability G1
2025-04-22 07:00 | 29.3205 |  |  |  |  | 1363.5707 | 0 | bar: Availability G1
2025-04-22 08:00 | 29.3194 |  |  |  |  | 1363.5707 | 0 | bar: Availability G1
2025-04-22 09:00 | 28.0602 |  |  |  |  | 1363.5707 | 0 | bar: Availability G1
2025-04-22 10:00 | 52.3821 |  |  |  |  | 1363.5707 | 0 | bar: Availability G1
2025-04-22 11:00 | 27.7872 |  |  |  |  | 1363.5707 | 0 | bar: Availability G1
2025-04-22 12:00 | 27.3249 |  |  |  |  | 1363.5707 | 0 | bar: Availability G1
2025-04-22 13:00 | 26.4424 |  |  |  |  | 1363.5707 | 0 | bar: Availability G1
2025-04-22 14:00 | 26.4424 |  |  |  |  | 1363.5707 | 0 | bar: Availability G1
2025-04-22 15:00 | 26.7936 |  |  |  |  | 1363.5707 | 0 | bar: Availability G1
2025-04-22 16:00 | 30.0504 |  |  |  |  | 1363.5707 | 0 | bar: Availability G1
2025-04-22 17:00 | 53.9151 |  |  |  |  | 1363.5707 | 0 | bar: Availability G1
2025-04-22 18:00 | 54.4447 |  |  |  |  | 1363.5707 | 0 | bar: Availability G1
2025-04-22 19:00 | 54.4447 |  |  |  |  | 1363.5707 | 0 | bar: Availability G1
2025-04-22 20:00 | 54.4447 |  |  |  |  | 1363.5707 | 0 | bar: Availability G1
2025-04-22 21:00 | 52.3821 |  |  |  |  | 1363.5707 | 0 | bar: Availability G1
2025-04-22 22:00 | 30.4095 |  |  |  |  | 1363.5707 | 0 | bar: Availability G1
2025-04-22 23:00 | 28.0602 |  |  |  |  | 1363.5707 | 0 | bar: Availability G1
2025-04-23 | 25.6546 |  |  |  |  | 1363.5707 | 0 | bar: Availability G1
2025-04-23 01:00 | 24.5027 |  |  |  |  | 1363.5707 | 0 | bar: Availability G1
2025-04-23 02:00 | 24.015 |  |  |  |  | 1363.5707 | 0 | bar: Availability G1
2025-04-23 03:00 | 24.015 |  |  |  |  | 1363.5707 | 0 | bar: Availability G1
2025-04-23 04:00 | 24.509 |  |  |  |  | 1363.5707 | 0 | bar: Availability G1
2025-04-23 05:00 | 30.947 |  |  |  |  | 1363.5707 | 0 | bar: Availability G1
2025-04-23 06:00 | 34.8396 |  |  |  |  | 1363.5707 | 0 | bar: Availability G1
2025-04-23 07:00 | 28.0602 |  |  |  |  | 1363.5707 | 0 | bar: Availability G1
2025-04-23 08:00 | 28.0602 |  |  |  |  | 1363.5707 | 0 | bar: Availability G1
2025-04-23 09:00 | 28.0602 |  |  |  |  | 1363.5707 | 0 | bar: Availability G1
2025-04-23 10:00 | 25.8248 |  |  |  |  | 1363.5707 | 0 | bar: Availability G1
2025-04-23 11:00 | 25.6546 |  |  |  |  | 1363.5707 | 0 | bar: Availability G1
2025-04-23 12:00 | 30.947 |  |  |  |  | 1363.5707 | 0 | bar: Availability G1
2025-04-23 13:00 | 25.6546 |  |  |  |  | 1363.5707 | 0 | bar: Availability G1
2025-04-23 14:00 | 24.5813 |  |  |  |  | 1363.5707 | 0 | bar: Availability G1
2025-04-23 15:00 | 24.5813 |  |  |  |  | 1363.5707 | 0 | bar: Availability G1
2025-04-23 16:00 | 25.8965 |  |  |  |  | 1363.5707 | 0 | bar: Availability G1
2025-04-23 17:00 | 41.9723 |  |  |  |  | 1363.5707 | 0 | bar: Availability G1
2025-04-23 18:00 | 40.5228 |  |  |  |  | 1363.5707 | 0 | bar: Availability G1
2025-04-23 19:00 | 43.037 |  |  |  |  | 1363.5707 | 0 | bar: Availability G1
2025-04-23 20:00 | 42.3329 |  |  |  |  | 1363.5707 | 0 | bar: Availability G1
2025-04-23 21:00 | 28.1246 |  |  |  |  | 1363.5707 | 0 | bar: Availability G1
2025-04-23 22:00 | 24.5813 |  |  |  |  | 1363.5707 | 0 | bar: Availability G1
2025-04-23 23:00 | 24.5813 |  |  |  |  | 1363.5707 | 0 | bar: Availability G1
2025-04-24 | 24.5813 |  |  |  |  | 1363.5707 | 0 | bar: Availability G1
2025-04-24 01:00 | 25.2914 |  |  |  |  | 1363.5707 | 0 | bar: Availability G1
2025-04-24 02:00 | 24.509 |  |  |  |  | 1363.5707 | 0 | bar: Availability G1
2025-04-24 03:00 | 25.623 |  |  |  |  | 1363.5707 | 0 | bar: Availability G1
2025-04-24 04:00 | 31.4337 |  |  |  |  | 1363.5707 | 0 | bar: Availability G1
2025-04-24 05:00 | 45.9662 |  |  |  |  | 1363.5707 | 0 | bar: Availability G1
2025-04-24 06:00 | 45.9662 |  |  |  |  | 1363.5707 | 0 | bar: Availability G1
2025-04-24 07:00 | 47.7572 |  |  |  |  | 1363.5707 | 0 | bar: Availability G1
2025-04-24 08:00 | 29.4849 |  |  |  |  | 1363.5707 | 0 | bar: Availability G1
2025-04-24 09:00 | 28.2405 |  |  |  |  | 1363.5707 | 0 | bar: Availability G1
2025-04-24 10:00 | 27.1807 |  |  |  |  | 1363.5707 | 0 | bar: Availability G1
2025-04-24 11:00 | 25.7556 |  |  |  |  | 1363.5707 | 0 | bar: Availability G1
2025-04-24 12:00 | 24.5813 |  |  |  |  | 1363.5707 | 0 | bar: Availability G1
2025-04-24 13:00 | 24.5813 |  |  |  |  | 1363.5707 | 0 | bar: Availability G1
2025-04-24 14:00 | 24.2065 |  |  |  |  | 1363.5707 | 0 | bar: Availability G1
2025-04-24 15:00 | 24.5813 |  |  |  |  | 1363.5707 | 0 | bar: Availability G1
2025-04-24 16:00 | 25.2914 |  |  |  |  | 1363.5707 | 0 | bar: Availability G1
2025-04-24 17:00 | 28.9877 |  |  |  |  | 1363.5707 | 0 | bar: Availability G1
2025-04-24 18:00 | 38.4603 |  |  |  |  | 1363.5707 | 0 | bar: Availability G1
2025-04-24 19:00 | 46.6416 |  |  |  |  | 1363.5707 | 0 | bar: Availability G1
2025-04-24 20:00 | 39.8445 |  |  |  |  | 1363.5707 | 0 | bar: Availability G1
2025-04-24 21:00 | 26.9808 |  |  |  |  | 1363.5707 | 0 | bar: Availability G1
2025-04-24 22:00 | 25.6546 |  |  |  |  | 1363.5707 | 0 | bar: Availability G1
2025-04-24 23:00 | 24.5813 |  |  |  |  | 1363.5707 | 0 | bar: Availability G1
2025-04-25 | 24.1776 |  |  |  |  | 1363.5707 | 0 | bar: Availability G1
2025-04-25 01:00 | 24.5027 |  |  |  |  | 1363.5707 | 0 | bar: Availability G1
2025-04-25 02:00 | 24.5027 |  |  |  |  | 1363.5707 | 0 | bar: Availability G1
2025-04-25 03:00 | 24.5027 |  |  |  |  | 1363.5707 | 0 | bar: Availability G1
2025-04-25 04:00 | 25.8965 |  |  |  |  | 1363.5707 | 0 | bar: Availability G1
2025-04-25 05:00 | 32.1585 |  |  |  |  | 1363.5707 | 0 | bar: Availability G1
2025-04-25 06:00 | 34.5767 |  |  |  |  | 1363.5707 | 0 | bar: Availability G1
2025-04-25 07:00 | 30.1146 |  |  |  |  | 1363.5707 | 0 | bar: Availability G1
2025-04-25 08:00 | 27.2921 |  |  |  |  | 1363.5707 | 0 | bar: Availability G1
2025-04-25 09:00 | 26.4957 |  |  |  |  | 1363.5707 | 0 | bar: Availability G1
2025-04-25 10:00 | 32.3802 |  |  |  |  | 1363.5707 | 0 | bar: Availability G1
2025-04-25 11:00 | 27.0497 |  |  |  |  | 1363.5707 | 0 | bar: Availability G1
2025-04-25 12:00 | 25.2914 |  |  |  |  | 1363.5707 | 0 | bar: Availability G1
2025-04-25 13:00 | 24.015 |  |  |  |  | 1363.5707 | 0 | bar: Availability G1
2025-04-25 14:00 | 24.015 |  |  |  |  | 1363.5707 | 0 | bar: Availability G1
2025-04-25 15:00 | 24.5813 |  |  |  |  | 1363.5707 | 0 | bar: Availability G1
2025-04-25 16:00 | 24.5027 |  |  |  |  | 1363.5707 | 0 | bar: Availability G1
2025-04-25 17:00 | 25.6546 |  |  |  |  | 1363.5707 | 0 | bar: Availability G1
2025-04-25 18:00 | 27.63 |  |  |  |  | 1363.5707 | 0 | bar: Availability G1
2025-04-25 19:00 | 37.3814 |  |  |  |  | 1363.5707 | 0 | bar: Availability G1
2025-04-25 20:00 | 45.8402 |  |  |  |  | 1363.5707 | 0 | bar: Availability G1
2025-04-25 21:00 | 32.3042 |  |  |  |  | 1363.5707 | 0 | bar: Availability G1
2025-04-25 22:00 | 27.4687 |  |  |  |  | 1363.5707 | 0 | bar: Availability G1
2025-04-25 23:00 | 24.5813 |  |  |  |  | 1363.5707 | 0 | bar: Availability G1
2025-04-26 | 24.015 |  |  |  |  | 1363.5707 | 0 | bar: Availability G1
2025-04-26 01:00 | 23.7345 |  |  |  |  | 1363.5707 | 0 | bar: Availability G1
2025-04-26 02:00 | 24.5813 |  |  |  |  | 1363.5707 | 0 | bar: Availability G1
2025-04-26 03:00 | 25.8965 |  |  |  |  | 1363.5707 | 0 | bar: Availability G1
2025-04-26 04:00 | 25.8965 |  |  |  |  | 1363.5707 | 0 | bar: Availability G1
2025-04-26 05:00 | 32.3802 |  |  |  |  | 1363.5707 | 0 | bar: Availability G1
2025-04-26 06:00 | 31.4697 |  |  |  |  | 1363.5707 | 0 | bar: Availability G1
2025-04-26 07:00 | 27.7872 |  |  |  |  | 1363.5707 | 0 | bar: Availability G1
2025-04-26 08:00 | 26.4424 |  |  |  |  | 1363.5707 | 0 | bar: Availability G1
2025-04-26 09:00 | 25.6546 |  |  |  |  | 1363.5707 | 0 | bar: Availability G1
2025-04-26 10:00 | 25.2914 |  |  |  |  | 1363.5707 | 0 | bar: Availability G1
2025-04-26 11:00 | 25.2914 |  |  |  |  | 1363.5707 | 0 | bar: Availability G1
2025-04-26 12:00 | 27.3249 |  |  |  |  | 1363.5707 | 0 | bar: Availability G1
2025-04-26 13:00 | 26.6945 |  |  |  |  | 1363.5707 | 0 | bar: Availability G1
2025-04-26 14:00 | 25.2914 |  |  |  |  | 1363.5707 | 0 | bar: Availability G1
2025-04-26 15:00 | 28.0602 |  |  |  |  | 1363.5707 | 0 | bar: Availability G1
2025-04-26 16:00 | 41.9723 |  |  |  |  | 1363.5707 | 0 | bar: Availability G1
2025-04-26 17:00 | 41.9723 |  |  |  |  | 1363.5707 | 0 | bar: Availability G1
2025-04-26 18:00 | 44.2439 |  |  |  |  | 1363.5707 | 0 | bar: Availability G1
2025-04-26 19:00 | 44.9177 |  |  |  |  | 1363.5707 | 0 | bar: Availability G1
2025-04-26 20:00 | 41.7322 |  |  |  |  | 1363.5707 | 0 | bar: Availability G1
2025-04-26 21:00 | 28.3088 |  |  |  |  | 1363.5707 | 0 | bar: Availability G1
2025-04-26 22:00 | 28.0602 |  |  |  |  | 1363.5707 | 0 | bar: Availability G1
2025-04-26 23:00 | 25.8965 |  |  |  |  | 1363.5707 | 0 | bar: Availability G1
2025-04-27 | 25.9466 |  |  |  |  | 1363.5707 | 0 | bar: Availability G1
2025-04-27 01:00 | 25.8965 |  |  |  |  | 1363.5707 | 0 | bar: Availability G1
2025-04-27 02:00 | 28.0602 |  |  |  |  | 1363.5707 | 0 | bar: Availability G1
2025-04-27 03:00 | 28.5529 |  |  |  |  | 1363.5707 | 0 | bar: Availability G1
2025-04-27 04:00 | 45.9662 |  |  |  |  | 1363.5707 | 0 | bar: Availability G1
2025-04-27 05:00 | 45.9662 |  |  |  |  | 1363.5707 | 0 | bar: Availability G1
2025-04-27 06:00 | 33.4582 |  |  |  |  | 1363.5707 | 0 | bar: Availability G1
2025-04-27 07:00 | 28.0602 |  |  |  |  | 1363.5707 | 0 | bar: Availability G1
2025-04-27 08:00 | 29.1522 |  |  |  |  | 1363.5707 | 0 | bar: Availability G1
2025-04-27 09:00 | 27.8619 |  |  |  |  | 1363.5707 | 0 | bar: Availability G1
2025-04-27 10:00 | 45.9662 |  |  |  |  | 1363.5707 | 0 | bar: Availability G1
2025-04-27 11:00 | 30.947 |  |  |  |  | 1363.5707 | 0 | bar: Availability G1
2025-04-27 12:00 | 25.6546 |  |  |  |  | 1363.5707 | 0 | bar: Availability G1
2025-04-27 13:00 | 25.2914 |  |  |  |  | 1363.5707 | 0 | bar: Availability G1
2025-04-27 14:00 | 24.509 |  |  |  |  | 1363.5707 | 0 | bar: Availability G1
2025-04-27 15:00 | 24.015 |  |  |  |  | 1363.5707 | 0 | bar: Availability G1
2025-04-27 16:00 | 25.2914 |  |  |  |  | 1363.5707 | 0 | bar: Availability G1
2025-04-27 17:00 | 32.7509 |  |  |  |  | 1363.5707 | 0 | bar: Availability G1
2025-04-27 18:00 | 34.3136 |  |  |  |  | 1363.5707 | 0 | bar: Availability G1
2025-04-27 19:00 | 37.4911 |  |  |  |  | 1363.5707 | 0 | bar: Availability G1
2025-04-27 20:00 | 31.723 |  |  |  |  | 1363.5707 | 0 | bar: Availability G1
2025-04-27 21:00 | 28.1246 |  |  |  |  | 1363.5707 | 0 | bar: Availability G1
2025-04-27 22:00 | 25.9466 |  |  |  |  | 1363.5707 | 0 | bar: Availability G1
2025-04-27 23:00 | 25.8965 |  |  |  |  | 1363.5707 | 0 | bar: Availability G1
2025-04-28 | 25.8965 |  |  |  |  | 1363.5707 | 0 | bar: Availability G1
2025-04-28 01:00 | 25.5204 |  |  |  |  | 1363.5707 | 0 | bar: Availability G1
2025-04-28 02:00 | 25.5204 |  |  |  |  | 1363.5707 | 0 | bar: Availability G1
2025-04-28 03:00 | 25.8281 |  |  |  |  | 1363.5707 | 0 | bar: Availability G1
2025-04-28 04:00 | 28.0602 |  |  |  |  | 1363.5707 | 0 | bar: Availability G1
2025-04-28 05:00 | 34.8396 |  |  |  |  | 1363.5707 | 0 | bar: Availability G1
2025-04-28 06:00 | 35.0324 |  |  |  |  | 1363.5707 | 0 | bar: Availability G1
2025-04-28 07:00 | 27.3249 |  |  |  |  | 1363.5707 | 0 | bar: Availability G1
2025-04-28 08:00 | 25.6546 |  |  |  |  | 1363.5707 | 0 | bar: Availability G1
2025-04-28 09:00 | 25.3837 |  |  |  |  | 1363.5707 | 0 | bar: Availability G1
2025-04-28 10:00 | 24.5027 |  |  |  |  | 1363.5707 | 0 | bar: Availability G1
2025-04-28 11:00 | 24.015 |  |  |  |  | 1363.5707 | 0 | bar: Availability G1
2025-04-28 12:00 | 23.059 |  |  |  |  | 1363.5707 | 0 | bar: Availability G1
2025-04-28 13:00 | 21.2074 |  |  |  |  | 1363.5707 | 0 | bar: Availability G1
2025-04-28 14:00 | 20.8419 |  |  |  |  | 1363.5707 | 0 | bar: Availability G1
2025-04-28 15:00 | 23.059 |  |  |  |  | 1363.5707 | 0 | bar: Availability G1
2025-04-28 16:00 | 23.0983 |  |  |  |  | 1363.5707 | 0 | bar: Availability G1
2025-04-28 17:00 | 27.3916 |  |  |  |  | 1363.5707 | 0 | bar: Availability G1
2025-04-28 18:00 | 39.1893 |  |  |  |  | 1363.5707 | 0 | bar: Availability G1
2025-04-28 19:00 | 45.1693 |  |  |  |  | 1363.5707 | 0 | bar: Availability G1
2025-04-28 20:00 | 33.5976 |  |  |  |  | 1363.5707 | 0 | bar: Availability G1
2025-04-28 21:00 | 27.4344 |  |  |  |  | 1363.5707 | 0 | bar: Availability G1
2025-04-28 22:00 | 25.6546 |  |  |  |  | 1363.5707 | 0 | bar: Availability G1
2025-04-28 23:00 | 24.5813 |  |  |  |  | 1363.5707 | 0 | bar: Availability G1
2025-04-29 | 24.5027 |  |  |  |  | 1363.5707 | 0 | bar: Availability G1
2025-04-29 01:00 | 24.5027 |  |  |  |  | 1363.5707 | 0 | bar: Availability G1
2025-04-29 02:00 | 24.5027 |  |  |  |  | 1363.5707 | 0 | bar: Availability G1
2025-04-29 03:00 | 25.5204 |  |  |  |  | 1363.5707 | 0 | bar: Availability G1
2025-04-29 04:00 | 28.0602 |  |  |  |  | 1363.5707 | 0 | bar: Availability G1
2025-04-29 05:00 | 39.9257 |  |  |  |  | 1363.5707 | 0 | bar: Availability G1
2025-04-29 06:00 | 32.882 |  |  |  |  | 1363.5707 | 0 | bar: Availability G1
2025-04-29 07:00 | 44.4921 |  |  |  |  | 1363.5707 | 0 | bar: Availability G1
2025-04-29 08:00 | 28.0602 |  |  |  |  | 1363.5707 | 0 | bar: Availability G1
2025-04-29 09:00 | 28.0602 |  |  |  |  | 1363.5707 | 0 | bar: Availability G1
2025-04-29 10:00 | 27.4335 |  |  |  |  | 1363.5707 | 0 | bar: Availability G1
2025-04-29 11:00 | 26.4957 |  |  |  |  | 1363.5707 | 0 | bar: Availability G1
2025-04-29 12:00 | 26.4957 |  |  |  |  | 1363.5707 | 0 | bar: Availability G1
2025-04-29 13:00 | 25.8965 |  |  |  |  | 1363.5707 | 0 | bar: Availability G1
2025-04-29 14:00 | 25.9561 |  |  |  |  | 1363.5707 | 0 | bar: Availability G1
2025-04-29 15:00 | 25.6546 |  |  |  |  | 1363.5707 | 0 | bar: Availability G1
2025-04-29 16:00 | 25.6096 |  |  |  |  | 1363.5707 | 0 | bar: Availability G1
2025-04-29 17:00 | 28.4629 |  |  |  |  | 1363.5707 | 0 | bar: Availability G1
2025-04-29 18:00 | 41.9723 |  |  |  |  | 1363.5707 | 0 | bar: Availability G1
2025-04-29 19:00 | 44.4921 |  |  |  |  | 1363.5707 | 0 | bar: Availability G1
2025-04-29 20:00 | 38.3138 |  |  |  |  | 1363.5707 | 0 | bar: Availability G1
2025-04-29 21:00 | 28.5759 |  |  |  |  | 1363.5707 | 0 | bar: Availability G1
2025-04-29 22:00 | 27.4687 |  |  |  |  | 1363.5707 | 0 | bar: Availability G1
2025-04-29 23:00 | 26.468 |  |  |  |  | 1363.5707 | 0 | bar: Availability G1
2025-04-30 | 25.2914 |  |  |  |  | 1363.5707 | 0 | bar: Availability G1
2025-04-30 01:00 | 25.6546 |  |  |  |  | 1363.5707 | 0 | bar: Availability G1
2025-04-30 02:00 | 25.7597 |  |  |  |  | 1363.5707 | 0 | bar: Availability G1
2025-04-30 03:00 | 26.9808 |  |  |  |  | 1363.5707 | 0 | bar: Availability G1
2025-04-30 04:00 | 25.8965 |  |  |  |  | 1363.5707 | 0 | bar: Availability G1
2025-04-30 05:00 | 29.2866 |  |  |  |  | 1363.5707 | 0 | bar: Availability G1
2025-04-30 06:00 | 30.947 |  |  |  |  | 1363.5707 | 0 | bar: Availability G1
2025-04-30 07:00 | 28.3074 |  |  |  |  | 1363.5707 | 0 | bar: Availability G1
2025-04-30 08:00 | 28.3074 |  |  |  |  | 1363.5707 | 0 | bar: Availability G1
2025-04-30 09:00 | 31.586 |  |  |  |  | 1363.5707 | 0 | bar: Availability G1
2025-04-30 10:00 | 31.586 |  |  |  |  | 1363.5707 | 0 | bar: Availability G1
2025-04-30 11:00 | 31.7943 |  |  |  |  | 1363.5707 | 0 | bar: Availability G1
2025-04-30 12:00 | 30.947 |  |  |  |  | 1363.5707 | 0 | bar: Availability G1
2025-04-30 13:00 | 28.0602 |  |  |  |  | 1363.5707 | 0 | bar: Availability G1
2025-04-30 14:00 | 27.63 |  |  |  |  | 1363.5707 | 0 | bar: Availability G1
2025-04-30 15:00 | 25.7364 |  |  |  |  | 1363.5707 | 0 | bar: Availability G1
2025-04-30 16:00 | 25.9699 |  |  |  |  | 1363.5707 | 0 | bar: Availability G1
2025-04-30 17:00 | 28.0602 |  |  |  |  | 1363.5707 | 0 | bar: Availability G1
2025-04-30 18:00 | 40.9224 |  |  |  |  | 1363.5707 | 0 | bar: Availability G1
2025-04-30 19:00 | 45.9662 |  |  |  |  | 1363.5707 | 0 | bar: Availability G1
2025-04-30 20:00 | 41.9723 |  |  |  |  | 1363.5707 | 0 | bar: Availability G1
2025-04-30 21:00 | 28.5435 |  |  |  |  | 1363.5707 | 0 | bar: Availability G1
2025-04-30 22:00 | 28.0602 |  |  |  |  | 1363.5707 | 0 | bar: Availability G1
2025-04-30 23:00 | 26.6122 |  |  |  |  | 1363.5707 | 0 | bar: Availability G1
2025-05-01 | 27.5983 |  |  |  |  | 1858.0524 | 0 | bar: Availability G1
2025-05-01 01:00 | 27.63 |  |  |  |  | 1858.0524 | 0 | bar: Availability G1
2025-05-01 02:00 | 28.9877 |  |  |  |  | 1858.0524 | 0 | bar: Availability G1
2025-05-01 03:00 | 31.9327 |  |  |  |  | 1858.0524 | 0 | bar: Availability G1
2025-05-01 04:00 | 45.0294 |  |  |  |  | 1858.0524 | 0 | bar: Availability G1
2025-05-01 05:00 | 47.418 |  |  |  |  | 1858.0524 | 0 | bar: Availability G1
2025-05-01 06:00 | 39.6143 |  |  |  |  | 1858.0524 | 0 | bar: Availability G1
2025-05-01 07:00 | 29.1036 |  |  |  |  | 1858.0524 | 0 | bar: Availability G1
2025-05-01 08:00 | 29.1036 |  |  |  |  | 1858.0524 | 0 | bar: Availability G1
2025-05-01 09:00 | 29.4729 |  |  |  |  | 1858.0524 | 0 | bar: Availability G1
2025-05-01 10:00 | 28.2558 |  |  |  |  | 1858.0524 | 0 | bar: Availability G1
2025-05-01 11:00 | 27.63 |  |  |  |  | 1858.0524 | 0 | bar: Availability G1
2025-05-01 12:00 | 27.573 |  |  |  |  | 1858.0524 | 0 | bar: Availability G1
2025-05-01 13:00 | 26.5168 |  |  |  |  | 1858.0524 | 0 | bar: Availability G1
2025-05-01 14:00 | 27.63 |  |  |  |  | 1858.0524 | 0 | bar: Availability G1
2025-05-01 15:00 | 29.1036 |  |  |  |  | 1858.0524 | 0 | bar: Availability G1
2025-05-01 16:00 | 29.1036 |  |  |  |  | 1858.0524 | 0 | bar: Availability G1
2025-05-01 17:00 | 32.9037 |  |  |  |  | 1858.0524 | 0 | bar: Availability G1
2025-05-01 18:00 | 40.654 |  |  |  |  | 1858.0524 | 0 | bar: Availability G1
2025-05-01 19:00 | 51.4785 |  |  |  |  | 1858.0524 | 0 | bar: Availability G1
2025-05-01 20:00 | 48.8586 |  |  |  |  | 1858.0524 | 0 | bar: Availability G1
2025-05-01 21:00 | 35.1693 |  |  |  |  | 1858.0524 | 0 | bar: Availability G1
2025-05-01 22:00 | 48.8586 |  |  |  |  | 1858.0524 | 0 | bar: Availability G1
2025-05-01 23:00 | 29.4197 |  |  |  |  | 1858.0524 | 0 | bar: Availability G1
2025-05-02 | 28.9322 |  |  |  |  | 1858.0524 | 0 | bar: Availability G1
2025-05-02 01:00 | 28.0186 |  |  |  |  | 1858.0524 | 0 | bar: Availability G1
2025-05-02 02:00 | 28.8541 |  |  |  |  | 1858.0524 | 0 | bar: Availability G1
2025-05-02 03:00 | 28.9877 |  |  |  |  | 1858.0524 | 0 | bar: Availability G1
2025-05-02 04:00 | 35.6384 |  |  |  |  | 1858.0524 | 0 | bar: Availability G1
2025-05-02 05:00 | 42.0699 |  |  |  |  | 1858.0524 | 0 | bar: Availability G1
2025-05-02 06:00 | 32.6028 |  |  |  |  | 1858.0524 | 0 | bar: Availability G1
2025-05-02 07:00 | 33.0345 |  |  |  |  | 1858.0524 | 0 | bar: Availability G1
2025-05-02 08:00 | 28.9322 |  |  |  |  | 1858.0524 | 0 | bar: Availability G1
2025-05-02 09:00 | 49.5538 |  |  |  |  | 1858.0524 | 0 | bar: Availability G1
2025-05-02 10:00 | 32.434 |  |  |  |  | 1858.0524 | 0 | bar: Availability G1
2025-05-02 11:00 | 30.1146 |  |  |  |  | 1858.0524 | 0 | bar: Availability G1
2025-05-02 12:00 | 28.2558 |  |  |  |  | 1858.0524 | 0 | bar: Availability G1
2025-05-02 13:00 | 28.9322 |  |  |  |  | 1858.0524 | 0 | bar: Availability G1
2025-05-02 14:00 | 31.9327 |  |  |  |  | 1858.0524 | 0 | bar: Availability G1
2025-05-02 15:00 | 33.0284 |  |  |  |  | 1858.0524 | 0 | bar: Availability G1
2025-05-02 16:00 | 30.1146 |  |  |  |  | 1858.0524 | 0 | bar: Availability G1
2025-05-02 17:00 | 48.8586 |  |  |  |  | 1858.0524 | 0 | bar: Availability G1
2025-05-02 18:00 | 40.3257 |  |  |  |  | 1858.0524 | 0 | bar: Availability G1
2025-05-02 19:00 | 48.8586 |  |  |  |  | 1858.0524 | 0 | bar: Availability G1
2025-05-02 20:00 | 48.8586 |  |  |  |  | 1858.0524 | 0 | bar: Availability G1
2025-05-02 21:00 | 35.705 |  |  |  |  | 1858.0524 | 0 | bar: Availability G1
2025-05-02 22:00 | 29.1036 |  |  |  |  | 1858.0524 | 0 | bar: Availability G1
2025-05-02 23:00 | 28.7348 |  |  |  |  | 1858.0524 | 0 | bar: Availability G1
2025-05-03 | 27.222 |  |  |  |  | 1858.0524 | 0 | bar: Availability G1
2025-05-03 01:00 | 26.803 |  |  |  |  | 1858.0524 | 0 | bar: Availability G1
2025-05-03 02:00 | 28.9877 |  |  |  |  | 1858.0524 | 0 | bar: Availability G1
2025-05-03 03:00 | 35.6502 |  |  |  |  | 1858.0524 | 0 | bar: Availability G1
2025-05-03 04:00 | 55.784 |  |  |  |  | 1858.0524 | 0 | bar: Availability G1
2025-05-03 05:00 | 55.784 |  |  |  |  | 1858.0524 | 0 | bar: Availability G1
2025-05-03 06:00 | 54.1463 |  |  |  |  | 1858.0524 | 0 | bar: Availability G1
2025-05-03 07:00 | 29.1036 |  |  |  |  | 1858.0524 | 0 | bar: Availability G1
2025-05-03 08:00 | 43.0975 |  |  |  |  | 1858.0524 | 0 | bar: Availability G1
2025-05-03 09:00 | 49.5538 |  |  |  |  | 1858.0524 | 0 | bar: Availability G1
2025-05-03 10:00 | 43.0975 |  |  |  |  | 1858.0524 | 0 | bar: Availability G1
2025-05-03 11:00 | 31.9327 |  |  |  |  | 1858.0524 | 0 | bar: Availability G1
2025-05-03 12:00 | 29.1036 |  |  |  |  | 1858.0524 | 0 | bar: Availability G1
2025-05-03 13:00 | 29.1036 |  |  |  |  | 1858.0524 | 0 | bar: Availability G1
2025-05-03 14:00 | 29.1036 |  |  |  |  | 1858.0524 | 0 | bar: Availability G1
2025-05-03 15:00 | 29.1036 |  |  |  |  | 1858.0524 | 0 | bar: Availability G1
2025-05-03 16:00 | 29.1036 |  |  |  |  | 1858.0524 | 0 | bar: Availability G1
2025-05-03 17:00 | 55.2356 |  |  |  |  | 1858.0524 | 0 | bar: Availability G1
2025-05-03 18:00 | 43.0975 |  |  |  |  | 1858.0524 | 0 | bar: Availability G1
2025-05-03 19:00 | 55.1583 |  |  |  |  | 1858.0524 | 0 | bar: Availability G1
2025-05-03 20:00 | 46.2259 |  |  |  |  | 1858.0524 | 0 | bar: Availability G1
2025-05-03 21:00 | 32.3599 |  |  |  |  | 1858.0524 | 0 | bar: Availability G1
2025-05-03 22:00 | 29.1036 |  |  |  |  | 1858.0524 | 0 | bar: Availability G1
2025-05-03 23:00 | 27.573 |  |  |  |  | 1858.0524 | 0 | bar: Availability G1
2025-05-04 | 26.7429 |  |  |  |  | 1858.0524 | 0 | bar: Availability G1
2025-05-04 01:00 | 26.7429 |  |  |  |  | 1858.0524 | 0 | bar: Availability G1
2025-05-04 02:00 | 27.573 |  |  |  |  | 1858.0524 | 0 | bar: Availability G1
2025-05-04 03:00 | 28.1246 |  |  |  |  | 1858.0524 | 0 | bar: Availability G1
2025-05-04 04:00 | 31.9327 |  |  |  |  | 1858.0524 | 0 | bar: Availability G1
2025-05-04 05:00 | 43.0975 |  |  |  |  | 1858.0524 | 0 | bar: Availability G1
2025-05-04 06:00 | 28.9322 |  |  |  |  | 1858.0524 | 0 | bar: Availability G1
2025-05-04 07:00 | 26.4772 |  |  |  |  | 1858.0524 | 0 | bar: Availability G1
2025-05-04 08:00 | 23.3104 |  |  |  |  | 1858.0524 | 0 | bar: Availability G1
2025-05-04 09:00 | 23.3104 |  |  |  |  | 1858.0524 | 0 | bar: Availability G1
2025-05-04 10:00 | 24.5813 |  |  |  |  | 1858.0524 | 0 | bar: Availability G1
2025-05-04 11:00 | 23.4295 |  |  |  |  | 1858.0524 | 0 | bar: Availability G1
2025-05-04 12:00 | 23.3104 |  |  |  |  | 1858.0524 | 0 | bar: Availability G1
2025-05-04 13:00 | 24.9651 |  |  |  |  | 1858.0524 | 0 | bar: Availability G1
2025-05-04 14:00 | 25.3956 |  |  |  |  | 1858.0524 | 0 | bar: Availability G1
2025-05-04 15:00 | 25.9166 |  |  |  |  | 1858.0524 | 0 | bar: Availability G1
2025-05-04 16:00 | 26.6742 |  |  |  |  | 1858.0524 | 0 | bar: Availability G1
2025-05-04 17:00 | 29.4197 |  |  |  |  | 1858.0524 | 0 | bar: Availability G1
2025-05-04 18:00 | 42.6562 |  |  |  |  | 1858.0524 | 0 | bar: Availability G1
2025-05-04 19:00 | 47.418 |  |  |  |  | 1858.0524 | 0 | bar: Availability G1
2025-05-04 20:00 | 49.5538 |  |  |  |  | 1858.0524 | 0 | bar: Availability G1
2025-05-04 21:00 | 30.8199 |  |  |  |  | 1858.0524 | 0 | bar: Availability G1
2025-05-04 22:00 | 28.9678 |  |  |  |  | 1858.0524 | 0 | bar: Availability G1
2025-05-04 23:00 | 26.6742 |  |  |  |  | 1858.0524 | 0 | bar: Availability G1
2025-05-05 | 26.4318 |  |  |  |  | 1858.0524 | 0 | bar: Availability G1
2025-05-05 01:00 | 25.333 |  |  |  |  | 1858.0524 | 0 | bar: Availability G1
2025-05-05 02:00 | 26.803 |  |  |  |  | 1858.0524 | 0 | bar: Availability G1
2025-05-05 03:00 | 28.9322 |  |  |  |  | 1858.0524 | 0 | bar: Availability G1
2025-05-05 04:00 | 43.0975 |  |  |  |  | 1858.0524 | 0 | bar: Availability G1
2025-05-05 05:00 | 34.5868 |  |  |  |  | 1858.0524 | 0 | bar: Availability G1
2025-05-05 06:00 | 36.5999 |  |  |  |  | 1858.0524 | 0 | bar: Availability G1
2025-05-05 07:00 | 28.9347 |  |  |  |  | 1858.0524 | 0 | bar: Availability G1
2025-05-05 08:00 | 27.8631 |  |  |  |  | 1858.0524 | 0 | bar: Availability G1
2025-05-05 09:00 | 27.8631 |  |  |  |  | 1858.0524 | 0 | bar: Availability G1
2025-05-05 10:00 | 26.4318 |  |  |  |  | 1858.0524 | 0 | bar: Availability G1
2025-05-05 11:00 | 27.4352 |  |  |  |  | 1858.0524 | 0 | bar: Availability G1
2025-05-05 12:00 | 25.2914 |  |  |  |  | 1858.0524 | 0 | bar: Availability G1
2025-05-05 13:00 | 24.8235 |  |  |  |  | 1858.0524 | 0 | bar: Availability G1
2025-05-05 14:00 | 24.5813 |  |  |  |  | 1858.0524 | 0 | bar: Availability G1
2025-05-05 15:00 | 24.8235 |  |  |  |  | 1858.0524 | 0 | bar: Availability G1
2025-05-05 16:00 | 25.333 |  |  |  |  | 1858.0524 | 0 | bar: Availability G1
2025-05-05 17:00 | 30.1341 |  |  |  |  | 1858.0524 | 0 | bar: Availability G1
2025-05-05 18:00 | 44.5135 |  |  |  |  | 1858.0524 | 0 | bar: Availability G1
2025-05-05 19:00 | 48.1499 |  |  |  |  | 1858.0524 | 0 | bar: Availability G1
2025-05-05 20:00 | 40.0483 |  |  |  |  | 1858.0524 | 0 | bar: Availability G1
2025-05-05 21:00 | 26.3962 |  |  |  |  | 1858.0524 | 0 | bar: Availability G1
2025-05-05 22:00 | 25.9466 |  |  |  |  | 1858.0524 | 0 | bar: Availability G1
2025-05-05 23:00 | 25.2914 |  |  |  |  | 1858.0524 | 0 | bar: Availability G1
2025-05-06 | 26.4318 |  |  |  |  | 1858.0524 | 0 | bar: Availability G1
2025-05-06 01:00 | 26.6031 |  |  |  |  | 1858.0524 | 0 | bar: Availability G1
2025-05-06 02:00 | 28.8448 |  |  |  |  | 1858.0524 | 0 | bar: Availability G1
2025-05-06 03:00 | 28.9322 |  |  |  |  | 1858.0524 | 0 | bar: Availability G1
2025-05-06 04:00 | 34.5692 |  |  |  |  | 1858.0524 | 0 | bar: Availability G1
2025-05-06 05:00 | 43.0975 |  |  |  |  | 1858.0524 | 0 | bar: Availability G1
2025-05-06 06:00 | 33.2499 |  |  |  |  | 1858.0524 | 0 | bar: Availability G1
2025-05-06 07:00 | 33.1063 |  |  |  |  | 1858.0524 | 0 | bar: Availability G1
2025-05-06 08:00 | 31.8804 |  |  |  |  | 1858.0524 | 0 | bar: Availability G1
2025-05-06 09:00 | 31.8804 |  |  |  |  | 1858.0524 | 0 | bar: Availability G1
2025-05-06 10:00 | 31.9327 |  |  |  |  | 1858.0524 | 0 | bar: Availability G1
2025-05-06 11:00 | 27.0578 |  |  |  |  | 1858.0524 | 0 | bar: Availability G1
2025-05-06 12:00 | 27.0578 |  |  |  |  | 1858.0524 | 0 | bar: Availability G1
2025-05-06 13:00 | 26.4318 |  |  |  |  | 1858.0524 | 0 | bar: Availability G1
2025-05-06 14:00 | 26.4318 |  |  |  |  | 1858.0524 | 0 | bar: Availability G1
2025-05-06 15:00 | 24.5813 |  |  |  |  | 1858.0524 | 0 | bar: Availability G1
2025-05-06 16:00 | 23.059 |  |  |  |  | 1858.0524 | 0 | bar: Availability G1
2025-05-06 17:00 | 28.1246 |  |  |  |  | 1858.0524 | 0 | bar: Availability G1
2025-05-06 18:00 | 28.9322 |  |  |  |  | 1858.0524 | 0 | bar: Availability G1
2025-05-06 19:00 | 48.5704 |  |  |  |  | 1858.0524 | 0 | bar: Availability G1
2025-05-06 20:00 | 40.1706 |  |  |  |  | 1858.0524 | 0 | bar: Availability G1
2025-05-06 21:00 | 28.4169 |  |  |  |  | 1858.0524 | 0 | bar: Availability G1
2025-05-06 22:00 | 24.656 |  |  |  |  | 1858.0524 | 0 | bar: Availability G1
2025-05-06 23:00 | 25.333 |  |  |  |  | 1858.0524 | 0 | bar: Availability G1
2025-05-07 | 26.4318 |  |  |  |  | 1858.0524 | 0 | bar: Availability G1
2025-05-07 01:00 | 26.9 |  |  |  |  | 1858.0524 | 0 | bar: Availability G1
2025-05-07 02:00 | 25.333 |  |  |  |  | 1858.0524 | 0 | bar: Availability G1
2025-05-07 03:00 | 26.7452 |  |  |  |  | 1858.0524 | 0 | bar: Availability G1
2025-05-07 04:00 | 28.9322 |  |  |  |  | 1858.0524 | 0 | bar: Availability G1
2025-05-07 05:00 | 36.9226 |  |  |  |  | 1858.0524 | 0 | bar: Availability G1
2025-05-07 06:00 | 33.2591 |  |  |  |  | 1858.0524 | 0 | bar: Availability G1
2025-05-07 07:00 | 33.1063 |  |  |  |  | 1858.0524 | 0 | bar: Availability G1
2025-05-07 08:00 | 28.9322 |  |  |  |  | 1858.0524 | 0 | bar: Availability G1
2025-05-07 09:00 | 48.8586 |  |  |  |  | 1858.0524 | 0 | bar: Availability G1
2025-05-07 10:00 | 28.9322 |  |  |  |  | 1858.0524 | 0 | bar: Availability G1
2025-05-07 11:00 | 28.9322 |  |  |  |  | 1858.0524 | 0 | bar: Availability G1
2025-05-07 12:00 | 26.3898 |  |  |  |  | 1858.0524 | 0 | bar: Availability G1
2025-05-07 13:00 | 24.2252 |  |  |  |  | 1858.0524 | 0 | bar: Availability G1
2025-05-07 14:00 | 23.059 |  |  |  |  | 1858.0524 | 0 | bar: Availability G1
2025-05-07 15:00 | 24.5813 |  |  |  |  | 1858.0524 | 0 | bar: Availability G1
2025-05-07 16:00 | 24.5813 |  |  |  |  | 1858.0524 | 0 | bar: Availability G1
2025-05-07 17:00 | 26.3962 |  |  |  |  | 1858.0524 | 0 | bar: Availability G1
2025-05-07 18:00 | 28.9322 |  |  |  |  | 1858.0524 | 0 | bar: Availability G1
2025-05-07 19:00 | 46.3053 |  |  |  |  | 1858.0524 | 0 | bar: Availability G1
2025-05-07 20:00 | 37.2984 |  |  |  |  | 1858.0524 | 0 | bar: Availability G1
2025-05-07 21:00 | 25.3789 |  |  |  |  | 1858.0524 | 0 | bar: Availability G1
2025-05-07 22:00 | 24.4391 |  |  |  |  | 1858.0524 | 0 | bar: Availability G1
2025-05-07 23:00 | 22.3089 |  |  |  |  | 1858.0524 | 0 | bar: Availability G1
2025-05-08 | 22.3089 |  |  |  |  | 1858.0524 | 0 | bar: Availability G1
2025-05-08 01:00 | 23.059 |  |  |  |  | 1858.0524 | 0 | bar: Availability G1
2025-05-08 02:00 | 24.656 |  |  |  |  | 1858.0524 | 0 | bar: Availability G1
2025-05-08 03:00 | 26.4318 |  |  |  |  | 1858.0524 | 0 | bar: Availability G1
2025-05-08 04:00 | 28.9678 |  |  |  |  | 1858.0524 | 0 | bar: Availability G1
2025-05-08 05:00 | 44.5135 |  |  |  |  | 1858.0524 | 0 | bar: Availability G1
2025-05-08 06:00 | 28.9322 |  |  |  |  | 1858.0524 | 0 | bar: Availability G1
2025-05-08 07:00 | 28.9322 |  |  |  |  | 1858.0524 | 0 | bar: Availability G1
2025-05-08 08:00 | 28.2558 |  |  |  |  | 1858.0524 | 0 | bar: Availability G1
2025-05-08 09:00 | 53.9532 |  |  |  |  | 1858.0524 | 0 | bar: Availability G1
2025-05-08 10:00 | 53.903 |  |  |  |  | 1858.0524 | 0 | bar: Availability G1
2025-05-08 11:00 | 28.2558 |  |  |  |  | 1858.0524 | 0 | bar: Availability G1
2025-05-08 12:00 | 48.8586 |  |  |  |  | 1858.0524 | 0 | bar: Availability G1
2025-05-08 13:00 | 48.8586 |  |  |  |  | 1858.0524 | 0 | bar: Availability G1
2025-05-08 14:00 | 53.6481 |  |  |  |  | 1858.0524 | 0 | bar: Availability G1
2025-05-08 15:00 | 54.2545 |  |  |  |  | 1858.0524 | 0 | bar: Availability G1
2025-05-08 16:00 | 54.3237 |  |  |  |  | 1858.0524 | 0 | bar: Availability G1
2025-05-08 17:00 | 54.3237 |  |  |  |  | 1858.0524 | 0 | bar: Availability G1
2025-05-08 18:00 | 54.2545 |  |  |  |  | 1858.0524 | 0 | bar: Availability G1
2025-05-08 19:00 | 45.6816 |  |  |  |  | 1858.0524 | 0 | bar: Availability G1
2025-05-08 20:00 | 47.418 |  |  |  |  | 1858.0524 | 0 | bar: Availability G1
2025-05-08 21:00 | 28.5819 |  |  |  |  | 1858.0524 | 0 | bar: Availability G1
2025-05-08 22:00 | 26.5168 |  |  |  |  | 1858.0524 | 0 | bar: Availability G1
2025-05-08 23:00 | 26.5168 |  |  |  |  | 1858.0524 | 0 | bar: Availability G1
2025-05-09 | 26.5168 |  |  |  |  | 1858.0524 | 0 | bar: Availability G1
2025-05-09 01:00 | 26.5168 |  |  |  |  | 1858.0524 | 0 | bar: Availability G1
2025-05-09 02:00 | 26.803 |  |  |  |  | 1858.0524 | 0 | bar: Availability G1
2025-05-09 03:00 | 29.4292 |  |  |  |  | 1858.0524 | 0 | bar: Availability G1
2025-05-09 04:00 | 33.81 |  |  |  |  | 1858.0524 | 0 | bar: Availability G1
2025-05-09 05:00 | 43.724 |  |  |  |  | 1858.0524 | 0 | bar: Availability G1
2025-05-09 06:00 | 53.9532 |  |  |  |  | 1858.0524 | 0 | bar: Availability G1
2025-05-09 07:00 | 54.1463 |  |  |  |  | 1858.0524 | 0 | bar: Availability G1
2025-05-09 08:00 | 49.8064 |  |  |  |  | 1858.0524 | 0 | bar: Availability G1
2025-05-09 09:00 | 43.0975 |  |  |  |  | 1858.0524 | 0 | bar: Availability G1
2025-05-09 10:00 | 30.0504 |  |  |  |  | 1858.0524 | 0 | bar: Availability G1
2025-05-09 11:00 | 53.6481 |  |  |  |  | 1858.0524 | 0 | bar: Availability G1
2025-05-09 12:00 | 36.077 |  |  |  |  | 1858.0524 | 0 | bar: Availability G1
2025-05-09 13:00 | 53.6481 |  |  |  |  | 1858.0524 | 0 | bar: Availability G1
2025-05-09 14:00 | 48.8586 |  |  |  |  | 1858.0524 | 0 | bar: Availability G1
2025-05-09 15:00 | 30.6409 |  |  |  |  | 1858.0524 | 0 | bar: Availability G1
2025-05-09 16:00 | 33.1574 |  |  |  |  | 1858.0524 | 0 | bar: Availability G1
2025-05-09 17:00 | 49.5538 |  |  |  |  | 1858.0524 | 0 | bar: Availability G1
2025-05-09 18:00 | 47.418 |  |  |  |  | 1858.0524 | 0 | bar: Availability G1
2025-05-09 19:00 | 47.418 |  |  |  |  | 1858.0524 | 0 | bar: Availability G1
2025-05-09 20:00 | 45.685 |  |  |  |  | 1858.0524 | 0 | bar: Availability G1
2025-05-09 21:00 | 33.1574 |  |  |  |  | 1858.0524 | 0 | bar: Availability G1
2025-05-09 22:00 | 26.5168 |  |  |  |  | 1858.0524 | 0 | bar: Availability G1
2025-05-09 23:00 | 26.803 |  |  |  |  | 1858.0524 | 0 | bar: Availability G1
2025-05-10 | 26.9 |  |  |  |  | 1858.0524 | 0 | bar: Availability G1
2025-05-10 01:00 | 26.9308 |  |  |  |  | 1858.0524 | 0 | bar: Availability G1
2025-05-10 02:00 | 26.7452 |  |  |  |  | 1858.0524 | 0 | bar: Availability G1
2025-05-10 03:00 | 27.63 |  |  |  |  | 1858.0524 | 0 | bar: Availability G1
2025-05-10 04:00 | 31.9995 |  |  |  |  | 1858.0524 | 0 | bar: Availability G1
2025-05-10 05:00 | 53.6481 |  |  |  |  | 1858.0524 | 0 | bar: Availability G1
2025-05-10 06:00 | 49.5538 |  |  |  |  | 1858.0524 | 0 | bar: Availability G1
2025-05-10 07:00 | 53.9532 |  |  |  |  | 1858.0524 | 0 | bar: Availability G1
2025-05-10 08:00 | 53.9532 |  |  |  |  | 1858.0524 | 0 | bar: Availability G1
2025-05-10 09:00 | 53.903 |  |  |  |  | 1858.0524 | 0 | bar: Availability G1
2025-05-10 10:00 | 43.0975 |  |  |  |  | 1858.0524 | 0 | bar: Availability G1
2025-05-10 11:00 | 55.1583 |  |  |  |  | 1858.0524 | 0 | bar: Availability G1
2025-05-10 12:00 | 48.8586 |  |  |  |  | 1858.0524 | 0 | bar: Availability G1
2025-05-10 13:00 | 30.0504 |  |  |  |  | 1858.0524 | 0 | bar: Availability G1
2025-05-10 14:00 | 48.8586 |  |  |  |  | 1858.0524 | 0 | bar: Availability G1
2025-05-10 15:00 | 43.0975 |  |  |  |  | 1858.0524 | 0 | bar: Availability G1
2025-05-10 16:00 | 54.2545 |  |  |  |  | 1858.0524 | 0 | bar: Availability G1
2025-05-10 17:00 | 55.2356 |  |  |  |  | 1858.0524 | 0 | bar: Availability G1
2025-05-10 18:00 | 55.2356 |  |  |  |  | 1858.0524 | 0 | bar: Availability G1
2025-05-10 19:00 | 50.7932 |  |  |  |  | 1858.0524 | 0 | bar: Availability G1
2025-05-10 20:00 | 53.9532 |  |  |  |  | 1858.0524 | 0 | bar: Availability G1
2025-05-10 21:00 | 47.418 |  |  |  |  | 1858.0524 | 0 | bar: Availability G1
2025-05-10 22:00 | 29.8848 |  |  |  |  | 1858.0524 | 0 | bar: Availability G1
2025-05-10 23:00 | 29.4197 |  |  |  |  | 1858.0524 | 0 | bar: Availability G1
2025-05-11 | 28.9322 |  |  |  |  | 1858.0524 | 0 | bar: Availability G1
2025-05-11 01:00 | 28.9322 |  |  |  |  | 1858.0524 | 0 | bar: Availability G1
2025-05-11 02:00 | 26.9308 |  |  |  |  | 1858.0524 | 0 | bar: Availability G1
2025-05-11 03:00 | 28.9322 |  |  |  |  | 1858.0524 | 0 | bar: Availability G1
2025-05-11 04:00 | 28.4801 |  |  |  |  | 1858.0524 | 0 | bar: Availability G1
2025-05-11 05:00 | 48.8586 |  |  |  |  | 1858.0524 | 0 | bar: Availability G1
2025-05-11 06:00 | 32.2895 |  |  |  |  | 1858.0524 | 0 | bar: Availability G1
2025-05-11 07:00 | 31.9327 |  |  |  |  | 1858.0524 | 0 | bar: Availability G1
2025-05-11 08:00 | 28.9322 |  |  |  |  | 1858.0524 | 0 | bar: Availability G1
2025-05-11 09:00 | 28.9322 |  |  |  |  | 1858.0524 | 0 | bar: Availability G1
2025-05-11 10:00 | 29.3733 |  |  |  |  | 1858.0524 | 0 | bar: Availability G1
2025-05-11 11:00 | 24.8235 |  |  |  |  | 1858.0524 | 0 | bar: Availability G1
2025-05-11 12:00 | 24.5813 |  |  |  |  | 1858.0524 | 0 | bar: Availability G1
2025-05-11 13:00 | 24.5813 |  |  |  |  | 1858.0524 | 0 | bar: Availability G1
2025-05-11 14:00 | 24.5813 |  |  |  |  | 1858.0524 | 0 | bar: Availability G1
2025-05-11 15:00 | 24.5813 |  |  |  |  | 1858.0524 | 0 | bar: Availability G1
2025-05-11 16:00 | 24.8235 |  |  |  |  | 1858.0524 | 0 | bar: Availability G1
2025-05-11 17:00 | 28.2316 |  |  |  |  | 1858.0524 | 0 | bar: Availability G1
2025-05-11 18:00 | 29.1036 |  |  |  |  | 1858.0524 | 0 | bar: Availability G1
2025-05-11 19:00 | 47.5675 |  |  |  |  | 1858.0524 | 0 | bar: Availability G1
2025-05-11 20:00 | 44.2607 |  |  |  |  | 1858.0524 | 0 | bar: Availability G1
2025-05-11 21:00 | 29.1036 |  |  |  |  | 1858.0524 | 0 | bar: Availability G1
2025-05-11 22:00 | 28.9322 |  |  |  |  | 1858.0524 | 0 | bar: Availability G1
2025-05-11 23:00 | 25.333 |  |  |  |  | 1858.0524 | 0 | bar: Availability G1
2025-05-12 | 28.9322 |  |  |  |  | 1858.0524 | 0 | bar: Availability G1
2025-05-12 01:00 | 26.3418 |  |  |  |  | 1858.0524 | 0 | bar: Availability G1
2025-05-12 02:00 | 26.9 |  |  |  |  | 1858.0524 | 0 | bar: Availability G1
2025-05-12 03:00 | 33.1574 |  |  |  |  | 1858.0524 | 0 | bar: Availability G1
2025-05-12 04:00 | 42.6562 |  |  |  |  | 1858.0524 | 0 | bar: Availability G1
2025-05-12 05:00 | 49.5538 |  |  |  |  | 1858.0524 | 0 | bar: Availability G1
2025-05-12 06:00 | 49.5538 |  |  |  |  | 1858.0524 | 0 | bar: Availability G1
2025-05-12 07:00 | 48.8586 |  |  |  |  | 1858.0524 | 0 | bar: Availability G1
2025-05-12 08:00 | 48.8586 |  |  |  |  | 1858.0524 | 0 | bar: Availability G1
2025-05-12 09:00 | 43.0975 |  |  |  |  | 1858.0524 | 0 | bar: Availability G1
2025-05-12 10:00 | 26.4318 |  |  |  |  | 1858.0524 | 0 | bar: Availability G1
2025-05-12 11:00 | 20.5256 |  |  |  |  | 1858.0524 | 0 | bar: Availability G1
2025-05-12 12:00 | 18.493 |  |  |  |  | 1858.0524 | 0 | bar: Availability G1
2025-05-12 13:00 | 18.493 |  |  |  |  | 1858.0524 | 0 | bar: Availability G1
2025-05-12 14:00 | 20.1874 |  |  |  |  | 1858.0524 | 0 | bar: Availability G1
2025-05-12 15:00 | 20.5017 |  |  |  |  | 1858.0524 | 0 | bar: Availability G1
2025-05-12 16:00 | 20.9097 |  |  |  |  | 1858.0524 | 0 | bar: Availability G1
2025-05-12 17:00 | 28.9322 |  |  |  |  | 1858.0524 | 0 | bar: Availability G1
2025-05-12 18:00 | 41.5732 |  |  |  |  | 1858.0524 | 0 | bar: Availability G1
2025-05-12 19:00 | 46.7835 |  |  |  |  | 1858.0524 | 0 | bar: Availability G1
2025-05-12 20:00 | 29.8133 |  |  |  |  | 1858.0524 | 0 | bar: Availability G1
2025-05-12 21:00 | 23.059 |  |  |  |  | 1858.0524 | 0 | bar: Availability G1
2025-05-12 22:00 | 22.2372 |  |  |  |  | 1858.0524 | 0 | bar: Availability G1
2025-05-12 23:00 | 22.2201 |  |  |  |  | 1858.0524 | 0 | bar: Availability G1
2025-05-13 | 22.2372 |  |  |  |  | 1858.0524 | 0 | bar: Availability G1
2025-05-13 01:00 | 22.2201 |  |  |  |  | 1858.0524 | 0 | bar: Availability G1
2025-05-13 02:00 | 22.2372 |  |  |  |  | 1858.0524 | 0 | bar: Availability G1
2025-05-13 03:00 | 23.059 |  |  |  |  | 1858.0524 | 0 | bar: Availability G1
2025-05-13 04:00 | 26.4318 |  |  |  |  | 1858.0524 | 0 | bar: Availability G1
2025-05-13 05:00 | 26.4318 |  |  |  |  | 1858.0524 | 0 | bar: Availability G1
2025-05-13 06:00 | 28.6224 |  |  |  |  | 1858.0524 | 0 | bar: Availability G1
2025-05-13 07:00 | 28.2558 |  |  |  |  | 1858.0524 | 0 | bar: Availability G1
2025-05-13 08:00 | 26.5975 |  |  |  |  | 1858.0524 | 0 | bar: Availability G1
2025-05-13 09:00 | 25.5785 |  |  |  |  | 1858.0524 | 0 | bar: Availability G1
2025-05-13 10:00 | 26.4318 |  |  |  |  | 1858.0524 | 0 | bar: Availability G1
2025-05-13 11:00 | 24.787 |  |  |  |  | 1858.0524 | 0 | bar: Availability G1
2025-05-13 12:00 | 24.656 |  |  |  |  | 1858.0524 | 0 | bar: Availability G1
2025-05-13 13:00 | 24.656 |  |  |  |  | 1858.0524 | 0 | bar: Availability G1
2025-05-13 14:00 | 24.5813 |  |  |  |  | 1858.0524 | 0 | bar: Availability G1
2025-05-13 15:00 | 24.5813 |  |  |  |  | 1858.0524 | 0 | bar: Availability G1
2025-05-13 16:00 | 26.4318 |  |  |  |  | 1858.0524 | 0 | bar: Availability G1
2025-05-13 17:00 | 35.7459 |  |  |  |  | 1858.0524 | 0 | bar: Availability G1
2025-05-13 18:00 | 35.7459 |  |  |  |  | 1858.0524 | 0 | bar: Availability G1
2025-05-13 19:00 | 47.418 |  |  |  |  | 1858.0524 | 0 | bar: Availability G1
2025-05-13 20:00 | 47.418 |  |  |  |  | 1858.0524 | 0 | bar: Availability G1
2025-05-13 21:00 | 28.7982 |  |  |  |  | 1858.0524 | 0 | bar: Availability G1
2025-05-13 22:00 | 26.9 |  |  |  |  | 1858.0524 | 0 | bar: Availability G1
2025-05-13 23:00 | 26.3418 |  |  |  |  | 1858.0524 | 0 | bar: Availability G1
2025-05-14 | 24.656 |  |  |  |  | 1858.0524 | 0 | bar: Availability G1
2025-05-14 01:00 | 24.8235 |  |  |  |  | 1858.0524 | 0 | bar: Availability G1
2025-05-14 02:00 | 26.3418 |  |  |  |  | 1858.0524 | 0 | bar: Availability G1
2025-05-14 03:00 | 26.4318 |  |  |  |  | 1858.0524 | 0 | bar: Availability G1
2025-05-14 04:00 | 28.9322 |  |  |  |  | 1858.0524 | 0 | bar: Availability G1
2025-05-14 05:00 | 38.3418 |  |  |  |  | 1858.0524 | 0 | bar: Availability G1
2025-05-14 06:00 | 31.9327 |  |  |  |  | 1858.0524 | 0 | bar: Availability G1
2025-05-14 07:00 | 28.9322 |  |  |  |  | 1858.0524 | 0 | bar: Availability G1
2025-05-14 08:00 | 28.2558 |  |  |  |  | 1858.0524 | 0 | bar: Availability G1
2025-05-14 09:00 | 27.2138 |  |  |  |  | 1858.0524 | 0 | bar: Availability G1
2025-05-14 10:00 | 26.3962 |  |  |  |  | 1858.0524 | 0 | bar: Availability G1
2025-05-14 11:00 | 24.5813 |  |  |  |  | 1858.0524 | 0 | bar: Availability G1
2025-05-14 12:00 | 23.059 |  |  |  |  | 1858.0524 | 0 | bar: Availability G1
2025-05-14 13:00 | 23.059 |  |  |  |  | 1858.0524 | 0 | bar: Availability G1
2025-05-14 14:00 | 22.0902 |  |  |  |  | 1858.0524 | 0 | bar: Availability G1
2025-05-14 15:00 | 21.2087 |  |  |  |  | 1858.0524 | 0 | bar: Availability G1
2025-05-14 16:00 | 22.2372 |  |  |  |  | 1858.0524 | 0 | bar: Availability G1
2025-05-14 17:00 | 23.8991 |  |  |  |  | 1858.0524 | 0 | bar: Availability G1
2025-05-14 18:00 | 27.9949 |  |  |  |  | 1858.0524 | 0 | bar: Availability G1
2025-05-14 19:00 | 46.1959 |  |  |  |  | 1858.0524 | 0 | bar: Availability G1
2025-05-14 20:00 | 40.0483 |  |  |  |  | 1858.0524 | 0 | bar: Availability G1
2025-05-14 21:00 | 27.6311 |  |  |  |  | 1858.0524 | 0 | bar: Availability G1
2025-05-14 22:00 | 22.5986 |  |  |  |  | 1858.0524 | 0 | bar: Availability G1
2025-05-14 23:00 | 22.3089 |  |  |  |  | 1858.0524 | 0 | bar: Availability G1
2025-05-15 | 22.3089 |  |  |  |  | 1858.0524 | 0 | bar: Availability G1
2025-05-15 01:00 | 23.059 |  |  |  |  | 1858.0524 | 0 | bar: Availability G1
2025-05-15 02:00 | 23.8991 |  |  |  |  | 1858.0524 | 0 | bar: Availability G1
2025-05-15 03:00 | 26.4318 |  |  |  |  | 1858.0524 | 0 | bar: Availability G1
2025-05-15 04:00 | 31.9327 |  |  |  |  | 1858.0524 | 0 | bar: Availability G1
2025-05-15 05:00 | 48.8586 |  |  |  |  | 1858.0524 | 0 | bar: Availability G1
2025-05-15 06:00 | 48.8586 |  |  |  |  | 1858.0524 | 0 | bar: Availability G1
2025-05-15 07:00 | 43.0975 |  |  |  |  | 1858.0524 | 0 | bar: Availability G1
2025-05-15 08:00 | 36.5999 |  |  |  |  | 1858.0524 | 0 | bar: Availability G1
2025-05-15 09:00 | 36.0042 |  |  |  |  | 1858.0524 | 0 | bar: Availability G1
2025-05-15 10:00 | 31.9327 |  |  |  |  | 1858.0524 | 0 | bar: Availability G1
2025-05-15 11:00 | 31.9327 |  |  |  |  | 1858.0524 | 0 | bar: Availability G1
2025-05-15 12:00 | 33.1574 |  |  |  |  | 1858.0524 | 0 | bar: Availability G1
2025-05-15 13:00 | 31.9327 |  |  |  |  | 1858.0524 | 0 | bar: Availability G1
2025-05-15 14:00 | 30.1146 |  |  |  |  | 1858.0524 | 0 | bar: Availability G1
2025-05-15 15:00 | 48.8586 |  |  |  |  | 1858.0524 | 0 | bar: Availability G1
2025-05-15 16:00 | 29.0424 |  |  |  |  | 1858.0524 | 0 | bar: Availability G1
2025-05-15 17:00 | 32.522 |  |  |  |  | 1858.0524 | 0 | bar: Availability G1
2025-05-15 18:00 | 48.8586 |  |  |  |  | 1858.0524 | 0 | bar: Availability G1
2025-05-15 19:00 | 48.5763 |  |  |  |  | 1858.0524 | 0 | bar: Availability G1
2025-05-15 20:00 | 42.4212 |  |  |  |  | 1858.0524 | 0 | bar: Availability G1
2025-05-15 21:00 | 31.8908 |  |  |  |  | 1858.0524 | 0 | bar: Availability G1
2025-05-15 22:00 | 25.2567 |  |  |  |  | 1858.0524 | 0 | bar: Availability G1
2025-05-15 23:00 | 24.5813 |  |  |  |  | 1858.0524 | 0 | bar: Availability G1
2025-05-16 | 24.4623 |  |  |  |  | 1858.0524 | 0 | bar: Availability G1
2025-05-16 01:00 | 24.8235 |  |  |  |  | 1858.0524 | 0 | bar: Availability G1
2025-05-16 02:00 | 24.8235 |  |  |  |  | 1858.0524 | 0 | bar: Availability G1
2025-05-16 03:00 | 26.4965 |  |  |  |  | 1858.0524 | 0 | bar: Availability G1
2025-05-16 04:00 | 28.1246 |  |  |  |  | 1858.0524 | 0 | bar: Availability G1
2025-05-16 05:00 | 31.9327 |  |  |  |  | 1858.0524 | 0 | bar: Availability G1
2025-05-16 06:00 | 28.9322 |  |  |  |  | 1858.0524 | 0 | bar: Availability G1
2025-05-16 07:00 | 28.6935 |  |  |  |  | 1858.0524 | 0 | bar: Availability G1
2025-05-16 08:00 | 33.1574 |  |  |  |  | 1858.0524 | 0 | bar: Availability G1
2025-05-16 09:00 | 48.8586 |  |  |  |  | 1858.0524 | 0 | bar: Availability G1
2025-05-16 10:00 | 48.8586 |  |  |  |  | 1858.0524 | 0 | bar: Availability G1
2025-05-16 11:00 | 49.8064 |  |  |  |  | 1858.0524 | 0 | bar: Availability G1
2025-05-16 12:00 | 49.8064 |  |  |  |  | 1858.0524 | 0 | bar: Availability G1
2025-05-16 13:00 | 49.8064 |  |  |  |  | 1858.0524 | 0 | bar: Availability G1
2025-05-16 14:00 | 29.1036 |  |  |  |  | 1858.0524 | 0 | bar: Availability G1
2025-05-16 15:00 | 30.4907 |  |  |  |  | 1858.0524 | 0 | bar: Availability G1
2025-05-16 16:00 | 32.0496 |  |  |  |  | 1858.0524 | 0 | bar: Availability G1
2025-05-16 17:00 | 32.2895 |  |  |  |  | 1858.0524 | 0 | bar: Availability G1
2025-05-16 18:00 | 48.8586 |  |  |  |  | 1858.0524 | 0 | bar: Availability G1
2025-05-16 19:00 | 49.8064 |  |  |  |  | 1858.0524 | 0 | bar: Availability G1
2025-05-16 20:00 | 48.8586 |  |  |  |  | 1858.0524 | 0 | bar: Availability G1
2025-05-16 21:00 | 31.9327 |  |  |  |  | 1858.0524 | 0 | bar: Availability G1
2025-05-16 22:00 | 28.9322 |  |  |  |  | 1858.0524 | 0 | bar: Availability G1
2025-05-16 23:00 | 27.0087 |  |  |  |  | 1858.0524 | 0 | bar: Availability G1
2025-05-17 | 26.5488 |  |  |  |  | 1858.0524 | 0 | bar: Availability G1
2025-05-17 01:00 | 26.3418 |  |  |  |  | 1858.0524 | 0 | bar: Availability G1
2025-05-17 02:00 | 26.3418 |  |  |  |  | 1858.0524 | 0 | bar: Availability G1
2025-05-17 03:00 | 26.4318 |  |  |  |  | 1858.0524 | 0 | bar: Availability G1
2025-05-17 04:00 | 28.9322 |  |  |  |  | 1858.0524 | 0 | bar: Availability G1
2025-05-17 05:00 | 43.0975 |  |  |  |  | 1858.0524 | 0 | bar: Availability G1
2025-05-17 06:00 | 30.0504 |  |  |  |  | 1858.0524 | 0 | bar: Availability G1
2025-05-17 07:00 | 28.9322 |  |  |  |  | 1858.0524 | 0 | bar: Availability G1
2025-05-17 08:00 | 33.1574 |  |  |  |  | 1858.0524 | 0 | bar: Availability G1
2025-05-17 09:00 | 49.5538 |  |  |  |  | 1858.0524 | 0 | bar: Availability G1
2025-05-17 10:00 | 49.8064 |  |  |  |  | 1858.0524 | 0 | bar: Availability G1
2025-05-17 11:00 | 53.6481 |  |  |  |  | 1858.0524 | 0 | bar: Availability G1
2025-05-17 12:00 | 54.1463 |  |  |  |  | 1858.0524 | 0 | bar: Availability G1
2025-05-17 13:00 | 53.9532 |  |  |  |  | 1858.0524 | 0 | bar: Availability G1
2025-05-17 14:00 | 48.8586 |  |  |  |  | 1858.0524 | 0 | bar: Availability G1
2025-05-17 15:00 | 30.0422 |  |  |  |  | 1858.0524 | 0 | bar: Availability G1
2025-05-17 16:00 | 30.8463 |  |  |  |  | 1858.0524 | 0 | bar: Availability G1
2025-05-17 17:00 | 54.1463 |  |  |  |  | 1858.0524 | 0 | bar: Availability G1
2025-05-17 18:00 | 48.8586 |  |  |  |  | 1858.0524 | 0 | bar: Availability G1
2025-05-17 19:00 | 54.9058 |  |  |  |  | 1858.0524 | 0 | bar: Availability G1
2025-05-17 20:00 | 54.2545 |  |  |  |  | 1858.0524 | 0 | bar: Availability G1
2025-05-17 21:00 | 44.5135 |  |  |  |  | 1858.0524 | 0 | bar: Availability G1
2025-05-17 22:00 | 29.1036 |  |  |  |  | 1858.0524 | 0 | bar: Availability G1
2025-05-17 23:00 | 28.9322 |  |  |  |  | 1858.0524 | 0 | bar: Availability G1
2025-05-18 | 26.7452 |  |  |  |  | 1858.0524 | 0 | bar: Availability G1
2025-05-18 01:00 | 26.3418 |  |  |  |  | 1858.0524 | 0 | bar: Availability G1
2025-05-18 02:00 | 26.4318 |  |  |  |  | 1858.0524 | 0 | bar: Availability G1
2025-05-18 03:00 | 26.4318 |  |  |  |  | 1858.0524 | 0 | bar: Availability G1
2025-05-18 04:00 | 28.5529 |  |  |  |  | 1858.0524 | 0 | bar: Availability G1
2025-05-18 05:00 | 32.7948 |  |  |  |  | 1858.0524 | 0 | bar: Availability G1
2025-05-18 06:00 | 28.9322 |  |  |  |  | 1858.0524 | 0 | bar: Availability G1
2025-05-18 07:00 | 29.1142 |  |  |  |  | 1858.0524 | 0 | bar: Availability G1
2025-05-18 08:00 | 29.3733 |  |  |  |  | 1858.0524 | 0 | bar: Availability G1
2025-05-18 09:00 | 29.3733 |  |  |  |  | 1858.0524 | 0 | bar: Availability G1
2025-05-18 10:00 | 29.3733 |  |  |  |  | 1858.0524 | 0 | bar: Availability G1
2025-05-18 11:00 | 28.9322 |  |  |  |  | 1858.0524 | 0 | bar: Availability G1
2025-05-18 12:00 | 26.3962 |  |  |  |  | 1858.0524 | 0 | bar: Availability G1
2025-05-18 13:00 | 26.3962 |  |  |  |  | 1858.0524 | 0 | bar: Availability G1
2025-05-18 14:00 | 26.4318 |  |  |  |  | 1858.0524 | 0 | bar: Availability G1
2025-05-18 15:00 | 26.4318 |  |  |  |  | 1858.0524 | 0 | bar: Availability G1
2025-05-18 16:00 | 27.5998 |  |  |  |  | 1858.0524 | 0 | bar: Availability G1
2025-05-18 17:00 | 26.6793 |  |  |  |  | 1858.0524 | 0 | bar: Availability G1
2025-05-18 18:00 | 38.2112 |  |  |  |  | 1858.0524 | 0 | bar: Availability G1
2025-05-18 19:00 | 41.7653 |  |  |  |  | 1858.0524 | 0 | bar: Availability G1
2025-05-18 20:00 | 40.0483 |  |  |  |  | 1858.0524 | 0 | bar: Availability G1
2025-05-18 21:00 | 37.2556 |  |  |  |  | 1858.0524 | 0 | bar: Availability G1
2025-05-18 22:00 | 31.9327 |  |  |  |  | 1858.0524 | 0 | bar: Availability G1
2025-05-18 23:00 | 28.9322 |  |  |  |  | 1858.0524 | 0 | bar: Availability G1
2025-05-19 | 24.8112 |  |  |  |  | 1858.0524 | 0 | bar: Availability G1
2025-05-19 01:00 | 23.8991 |  |  |  |  | 1858.0524 | 0 | bar: Availability G1
2025-05-19 02:00 | 23.059 |  |  |  |  | 1858.0524 | 0 | bar: Availability G1
2025-05-19 03:00 | 28.9322 |  |  |  |  | 1858.0524 | 0 | bar: Availability G1
2025-05-19 04:00 | 31.9327 |  |  |  |  | 1858.0524 | 0 | bar: Availability G1
2025-05-19 05:00 | 37.1337 |  |  |  |  | 1858.0524 | 0 | bar: Availability G1
2025-05-19 06:00 | 30.0504 |  |  |  |  | 1858.0524 | 0 | bar: Availability G1
2025-05-19 07:00 | 24.656 |  |  |  |  | 1858.0524 | 0 | bar: Availability G1
2025-05-19 08:00 | 24.6934 |  |  |  |  | 1858.0524 | 0 | bar: Availability G1
2025-05-19 09:00 | 23.059 |  |  |  |  | 1858.0524 | 0 | bar: Availability G1
2025-05-19 10:00 | 22.5986 |  |  |  |  | 1858.0524 | 0 | bar: Availability G1
2025-05-19 11:00 | 22.2372 |  |  |  |  | 1858.0524 | 0 | bar: Availability G1
2025-05-19 12:00 | 22.5986 |  |  |  |  | 1858.0524 | 0 | bar: Availability G1
2025-05-19 13:00 | 22.2372 |  |  |  |  | 1858.0524 | 0 | bar: Availability G1
2025-05-19 14:00 | 20.8419 |  |  |  |  | 1858.0524 | 0 | bar: Availability G1
2025-05-19 15:00 | 20.9029 |  |  |  |  | 1858.0524 | 0 | bar: Availability G1
2025-05-19 16:00 | 20.8586 |  |  |  |  | 1858.0524 | 0 | bar: Availability G1
2025-05-19 17:00 | 22.5986 |  |  |  |  | 1858.0524 | 0 | bar: Availability G1
2025-05-19 18:00 | 26.3418 |  |  |  |  | 1858.0524 | 0 | bar: Availability G1
2025-05-19 19:00 | 43.7959 |  |  |  |  | 1858.0524 | 0 | bar: Availability G1
2025-05-19 20:00 | 28.9322 |  |  |  |  | 1858.0524 | 0 | bar: Availability G1
2025-05-19 21:00 | 22.7376 |  |  |  |  | 1858.0524 | 0 | bar: Availability G1
2025-05-19 22:00 | 21.2074 |  |  |  |  | 1858.0524 | 0 | bar: Availability G1
2025-05-19 23:00 | 20.4829 |  |  |  |  | 1858.0524 | 0 | bar: Availability G1
2025-05-20 | 22.2372 |  |  |  |  | 1858.0524 | 0 | bar: Availability G1
2025-05-20 01:00 | 22.2372 |  |  |  |  | 1858.0524 | 0 | bar: Availability G1
2025-05-20 02:00 | 22.2372 |  |  |  |  | 1858.0524 | 0 | bar: Availability G1
2025-05-20 03:00 | 22.2372 |  |  |  |  | 1858.0524 | 0 | bar: Availability G1
2025-05-20 04:00 | 22.8827 |  |  |  |  | 1858.0524 | 0 | bar: Availability G1
2025-05-20 05:00 | 26.4318 |  |  |  |  | 1858.0524 | 0 | bar: Availability G1
2025-05-20 06:00 | 24.9438 |  |  |  |  | 1858.0524 | 0 | bar: Availability G1
2025-05-20 07:00 | 28.2715 |  |  |  |  | 1858.0524 | 0 | bar: Availability G1
2025-05-20 08:00 | 27.9688 |  |  |  |  | 1858.0524 | 0 | bar: Availability G1
2025-05-20 09:00 | 26.4673 |  |  |  |  | 1858.0524 | 0 | bar: Availability G1
2025-05-20 10:00 | 28.2004 |  |  |  |  | 1858.0524 | 0 | bar: Availability G1
2025-05-20 11:00 | 28.2004 |  |  |  |  | 1858.0524 | 0 | bar: Availability G1
2025-05-20 12:00 | 24.5813 |  |  |  |  | 1858.0524 | 0 | bar: Availability G1
2025-05-20 13:00 | 22.5986 |  |  |  |  | 1858.0524 | 0 | bar: Availability G1
2025-05-20 14:00 | 22.5986 |  |  |  |  | 1858.0524 | 0 | bar: Availability G1
2025-05-20 15:00 | 26.4318 |  |  |  |  | 1858.0524 | 0 | bar: Availability G1
2025-05-20 16:00 | 28.9322 |  |  |  |  | 1858.0524 | 0 | bar: Availability G1
2025-05-20 17:00 | 48.8586 |  |  |  |  | 1858.0524 | 0 | bar: Availability G1
2025-05-20 18:00 | 52.5783 |  |  |  |  | 1858.0524 | 0 | bar: Availability G1
2025-05-20 19:00 | 55.1583 |  |  |  |  | 1858.0524 | 0 | bar: Availability G1
2025-05-20 20:00 | 54.234 |  |  |  |  | 1858.0524 | 0 | bar: Availability G1
2025-05-20 21:00 | 30.3464 |  |  |  |  | 1858.0524 | 0 | bar: Availability G1
2025-05-20 22:00 | 26.5168 |  |  |  |  | 1858.0524 | 0 | bar: Availability G1
2025-05-20 23:00 | 24.5813 |  |  |  |  | 1858.0524 | 0 | bar: Availability G1
2025-05-21 | 24.5813 |  |  |  |  | 1858.0524 | 0 | bar: Availability G1
2025-05-21 01:00 | 24.656 |  |  |  |  | 1858.0524 | 0 | bar: Availability G1
2025-05-21 02:00 | 24.656 |  |  |  |  | 1858.0524 | 0 | bar: Availability G1
2025-05-21 03:00 | 24.656 |  |  |  |  | 1858.0524 | 0 | bar: Availability G1
2025-05-21 04:00 | 28.9678 |  |  |  |  | 1858.0524 | 0 | bar: Availability G1
2025-05-21 05:00 | 34.8217 |  |  |  |  | 1858.0524 | 0 | bar: Availability G1
2025-05-21 06:00 | 30.6157 |  |  |  |  | 1858.0524 | 0 | bar: Availability G1
2025-05-21 07:00 | 30.0504 |  |  |  |  | 1858.0524 | 0 | bar: Availability G1
2025-05-21 08:00 | 30.1146 |  |  |  |  | 1858.0524 | 0 | bar: Availability G1
2025-05-21 09:00 | 29.1036 |  |  |  |  | 1858.0524 | 0 | bar: Availability G1
2025-05-21 10:00 | 29.1036 |  |  |  |  | 1858.0524 | 0 | bar: Availability G1
2025-05-21 11:00 | 28.2558 |  |  |  |  | 1858.0524 | 0 | bar: Availability G1
2025-05-21 12:00 | 27.3278 |  |  |  |  | 1858.0524 | 0 | bar: Availability G1
2025-05-21 13:00 | 27.9688 |  |  |  |  | 1858.0524 | 0 | bar: Availability G1
2025-05-21 14:00 | 28.2558 |  |  |  |  | 1858.0524 | 0 | bar: Availability G1
2025-05-21 15:00 | 26.5168 |  |  |  |  | 1858.0524 | 0 | bar: Availability G1
2025-05-21 16:00 | 26.5168 |  |  |  |  | 1858.0524 | 0 | bar: Availability G1
2025-05-21 17:00 | 29.1036 |  |  |  |  | 1858.0524 | 0 | bar: Availability G1
2025-05-21 18:00 | 40.7812 |  |  |  |  | 1858.0524 | 0 | bar: Availability G1
2025-05-21 19:00 | 49.1613 |  |  |  |  | 1858.0524 | 0 | bar: Availability G1
2025-05-21 20:00 | 48.0173 |  |  |  |  | 1858.0524 | 0 | bar: Availability G1
2025-05-21 21:00 | 43.0975 |  |  |  |  | 1858.0524 | 0 | bar: Availability G1
2025-05-21 22:00 | 28.9322 |  |  |  |  | 1858.0524 | 0 | bar: Availability G1
2025-05-21 23:00 | 28.9322 |  |  |  |  | 1858.0524 | 0 | bar: Availability G1
2025-05-22 | 26.7452 |  |  |  |  | 1858.0524 | 0 | bar: Availability G1
2025-05-22 01:00 | 26.7452 |  |  |  |  | 1858.0524 | 0 | bar: Availability G1
2025-05-22 02:00 | 28.9322 |  |  |  |  | 1858.0524 | 0 | bar: Availability G1
2025-05-22 03:00 | 34.5439 |  |  |  |  | 1858.0524 | 0 | bar: Availability G1
2025-05-22 04:00 | 49.5538 |  |  |  |  | 1858.0524 | 0 | bar: Availability G1
2025-05-22 05:00 | 49.2645 |  |  |  |  | 1858.0524 | 0 | bar: Availability G1
2025-05-22 06:00 | 49.5538 |  |  |  |  | 1858.0524 | 0 | bar: Availability G1
2025-05-22 07:00 | 49.5538 |  |  |  |  | 1858.0524 | 0 | bar: Availability G1
2025-05-22 08:00 | 49.5538 |  |  |  |  | 1858.0524 | 0 | bar: Availability G1
2025-05-22 09:00 | 43.0975 |  |  |  |  | 1858.0524 | 0 | bar: Availability G1
2025-05-22 10:00 | 33.1574 |  |  |  |  | 1858.0524 | 0 | bar: Availability G1
2025-05-22 11:00 | 28.9322 |  |  |  |  | 1858.0524 | 0 | bar: Availability G1
2025-05-22 12:00 | 28.5558 |  |  |  |  | 1858.0524 | 0 | bar: Availability G1
2025-05-22 13:00 | 28.2558 |  |  |  |  | 1858.0524 | 0 | bar: Availability G1
2025-05-22 14:00 | 29.3143 |  |  |  |  | 1858.0524 | 0 | bar: Availability G1
2025-05-22 15:00 | 28.8541 |  |  |  |  | 1858.0524 | 0 | bar: Availability G1
2025-05-22 16:00 | 28.9322 |  |  |  |  | 1858.0524 | 0 | bar: Availability G1
2025-05-22 17:00 | 30.7584 |  |  |  |  | 1858.0524 | 0 | bar: Availability G1
2025-05-22 18:00 | 49.5538 |  |  |  |  | 1858.0524 | 0 | bar: Availability G1
2025-05-22 19:00 | 49.5538 |  |  |  |  | 1858.0524 | 0 | bar: Availability G1
2025-05-22 20:00 | 49.5538 |  |  |  |  | 1858.0524 | 0 | bar: Availability G1
2025-05-22 21:00 | 47.418 |  |  |  |  | 1858.0524 | 0 | bar: Availability G1
2025-05-22 22:00 | 31.9327 |  |  |  |  | 1858.0524 | 0 | bar: Availability G1
2025-05-22 23:00 | 28.9322 |  |  |  |  | 1858.0524 | 0 | bar: Availability G1
2025-05-23 | 26.4318 |  |  |  |  | 1858.0524 | 0 | bar: Availability G1
2025-05-23 01:00 | 25.333 |  |  |  |  | 1858.0524 | 0 | bar: Availability G1
2025-05-23 02:00 | 26.3418 |  |  |  |  | 1858.0524 | 0 | bar: Availability G1
2025-05-23 03:00 | 28.9322 |  |  |  |  | 1858.0524 | 0 | bar: Availability G1
2025-05-23 04:00 | 43.0975 |  |  |  |  | 1858.0524 | 0 | bar: Availability G1
2025-05-23 05:00 | 42.2633 |  |  |  |  | 1858.0524 | 0 | bar: Availability G1
2025-05-23 06:00 | 38.3562 |  |  |  |  | 1858.0524 | 0 | bar: Availability G1
2025-05-23 07:00 | 49.5538 |  |  |  |  | 1858.0524 | 0 | bar: Availability G1
2025-05-23 08:00 | 48.8586 |  |  |  |  | 1858.0524 | 0 | bar: Availability G1
2025-05-23 09:00 | 43.0975 |  |  |  |  | 1858.0524 | 0 | bar: Availability G1
2025-05-23 10:00 | 43.0975 |  |  |  |  | 1858.0524 | 0 | bar: Availability G1
2025-05-23 11:00 | 32.7948 |  |  |  |  | 1858.0524 | 0 | bar: Availability G1
2025-05-23 12:00 | 53.6481 |  |  |  |  | 1858.0524 | 0 | bar: Availability G1
2025-05-23 13:00 | 43.0975 |  |  |  |  | 1858.0524 | 0 | bar: Availability G1
2025-05-23 14:00 | 34.897 |  |  |  |  | 1858.0524 | 0 | bar: Availability G1
2025-05-23 15:00 | 30.0422 |  |  |  |  | 1858.0524 | 0 | bar: Availability G1
2025-05-23 16:00 | 31.9327 |  |  |  |  | 1858.0524 | 0 | bar: Availability G1
2025-05-23 17:00 | 53.903 |  |  |  |  | 1858.0524 | 0 | bar: Availability G1
2025-05-23 18:00 | 42.2033 |  |  |  |  | 1858.0524 | 0 | bar: Availability G1
2025-05-23 19:00 | 49.1065 |  |  |  |  | 1858.0524 | 0 | bar: Availability G1
2025-05-23 20:00 | 42.6343 |  |  |  |  | 1858.0524 | 0 | bar: Availability G1
2025-05-23 21:00 | 29.8133 |  |  |  |  | 1858.0524 | 0 | bar: Availability G1
2025-05-23 22:00 | 27.0769 |  |  |  |  | 1858.0524 | 0 | bar: Availability G1
2025-05-23 23:00 | 26.5168 |  |  |  |  | 1858.0524 | 0 | bar: Availability G1
2025-05-24 | 26.4318 |  |  |  |  | 1858.0524 | 0 | bar: Availability G1
2025-05-24 01:00 | 25.333 |  |  |  |  | 1858.0524 | 0 | bar: Availability G1
2025-05-24 02:00 | 26.3962 |  |  |  |  | 1858.0524 | 0 | bar: Availability G1
2025-05-24 03:00 | 26.5168 |  |  |  |  | 1858.0524 | 0 | bar: Availability G1
2025-05-24 04:00 | 29.0419 |  |  |  |  | 1858.0524 | 0 | bar: Availability G1
2025-05-24 05:00 | 48.8586 |  |  |  |  | 1858.0524 | 0 | bar: Availability G1
2025-05-24 06:00 | 53.6481 |  |  |  |  | 1858.0524 | 0 | bar: Availability G1
2025-05-24 07:00 | 53.9532 |  |  |  |  | 1858.0524 | 0 | bar: Availability G1
2025-05-24 08:00 | 53.6481 |  |  |  |  | 1858.0524 | 0 | bar: Availability G1
2025-05-24 09:00 | 48.8586 |  |  |  |  | 1858.0524 | 0 | bar: Availability G1
2025-05-24 10:00 | 31.9327 |  |  |  |  | 1858.0524 | 0 | bar: Availability G1
2025-05-24 11:00 | 28.6224 |  |  |  |  | 1858.0524 | 0 | bar: Availability G1
2025-05-24 12:00 | 28.9067 |  |  |  |  | 1858.0524 | 0 | bar: Availability G1
2025-05-24 13:00 | 26.4318 |  |  |  |  | 1858.0524 | 0 | bar: Availability G1
2025-05-24 14:00 | 28.5646 |  |  |  |  | 1858.0524 | 0 | bar: Availability G1
2025-05-24 15:00 | 29.208 |  |  |  |  | 1858.0524 | 0 | bar: Availability G1
2025-05-24 16:00 | 30.0504 |  |  |  |  | 1858.0524 | 0 | bar: Availability G1
2025-05-24 17:00 | 55.2356 |  |  |  |  | 1858.0524 | 0 | bar: Availability G1
2025-05-24 18:00 | 48.8586 |  |  |  |  | 1858.0524 | 0 | bar: Availability G1
2025-05-24 19:00 | 49.5538 |  |  |  |  | 1858.0524 | 0 | bar: Availability G1
2025-05-24 20:00 | 46.4596 |  |  |  |  | 1858.0524 | 0 | bar: Availability G1
2025-05-24 21:00 | 28.9322 |  |  |  |  | 1858.0524 | 0 | bar: Availability G1
2025-05-24 22:00 | 26.9 |  |  |  |  | 1858.0524 | 0 | bar: Availability G1
2025-05-24 23:00 | 25.333 |  |  |  |  | 1858.0524 | 0 | bar: Availability G1
2025-05-25 | 25.333 |  |  |  |  | 1858.0524 | 0 | bar: Availability G1
2025-05-25 01:00 | 25.333 |  |  |  |  | 1858.0524 | 0 | bar: Availability G1
2025-05-25 02:00 | 25.333 |  |  |  |  | 1858.0524 | 0 | bar: Availability G1
2025-05-25 03:00 | 26.4318 |  |  |  |  | 1858.0524 | 0 | bar: Availability G1
2025-05-25 04:00 | 26.8314 |  |  |  |  | 1858.0524 | 0 | bar: Availability G1
2025-05-25 05:00 | 28.9322 |  |  |  |  | 1858.0524 | 0 | bar: Availability G1
2025-05-25 06:00 | 27.2365 |  |  |  |  | 1858.0524 | 0 | bar: Availability G1
2025-05-25 07:00 | 26.504 |  |  |  |  | 1858.0524 | 0 | bar: Availability G1
2025-05-25 08:00 | 27.8367 |  |  |  |  | 1858.0524 | 0 | bar: Availability G1
2025-05-25 09:00 | 31.9327 |  |  |  |  | 1858.0524 | 0 | bar: Availability G1
2025-05-25 10:00 | 53.9532 |  |  |  |  | 1858.0524 | 0 | bar: Availability G1
2025-05-25 11:00 | 54.2545 |  |  |  |  | 1858.0524 | 0 | bar: Availability G1
2025-05-25 12:00 | 28.9322 |  |  |  |  | 1858.0524 | 0 | bar: Availability G1
2025-05-25 13:00 | 28.2004 |  |  |  |  | 1858.0524 | 0 | bar: Availability G1
2025-05-25 14:00 | 26.4318 |  |  |  |  | 1858.0524 | 0 | bar: Availability G1
2025-05-25 15:00 | 28.2558 |  |  |  |  | 1858.0524 | 0 | bar: Availability G1
2025-05-25 16:00 | 29.1036 |  |  |  |  | 1858.0524 | 0 | bar: Availability G1
2025-05-25 17:00 | 29.1036 |  |  |  |  | 1858.0524 | 0 | bar: Availability G1
2025-05-25 18:00 | 53.9532 |  |  |  |  | 1858.0524 | 0 | bar: Availability G1
2025-05-25 19:00 | 54.9058 |  |  |  |  | 1858.0524 | 0 | bar: Availability G1
2025-05-25 20:00 | 47.0588 |  |  |  |  | 1858.0524 | 0 | bar: Availability G1
2025-05-25 21:00 | 53.6481 |  |  |  |  | 1858.0524 | 0 | bar: Availability G1
2025-05-25 22:00 | 29.1036 |  |  |  |  | 1858.0524 | 0 | bar: Availability G1
2025-05-25 23:00 | 28.9678 |  |  |  |  | 1858.0524 | 0 | bar: Availability G1
2025-05-26 | 28.9322 |  |  |  |  | 1858.0524 | 0 | bar: Availability G1
2025-05-26 01:00 | 26.9308 |  |  |  |  | 1858.0524 | 0 | bar: Availability G1
2025-05-26 02:00 | 26.4318 |  |  |  |  | 1858.0524 | 0 | bar: Availability G1
2025-05-26 03:00 | 26.7452 |  |  |  |  | 1858.0524 | 0 | bar: Availability G1
2025-05-26 04:00 | 26.9 |  |  |  |  | 1858.0524 | 0 | bar: Availability G1
2025-05-26 05:00 | 28.9322 |  |  |  |  | 1858.0524 | 0 | bar: Availability G1
2025-05-26 06:00 | 26.3899 |  |  |  |  | 1858.0524 | 0 | bar: Availability G1
2025-05-26 07:00 | 26.504 |  |  |  |  | 1858.0524 | 0 | bar: Availability G1
2025-05-26 08:00 | 26.504 |  |  |  |  | 1858.0524 | 0 | bar: Availability G1
2025-05-26 09:00 | 26.504 |  |  |  |  | 1858.0524 | 0 | bar: Availability G1
2025-05-26 10:00 | 27.2365 |  |  |  |  | 1858.0524 | 0 | bar: Availability G1
2025-05-26 11:00 | 26.504 |  |  |  |  | 1858.0524 | 0 | bar: Availability G1
2025-05-26 12:00 | 26.6742 |  |  |  |  | 1858.0524 | 0 | bar: Availability G1
2025-05-26 13:00 | 26.9754 |  |  |  |  | 1858.0524 | 0 | bar: Availability G1
2025-05-26 14:00 | 28.9322 |  |  |  |  | 1858.0524 | 0 | bar: Availability G1
2025-05-26 15:00 | 29.1036 |  |  |  |  | 1858.0524 | 0 | bar: Availability G1
2025-05-26 16:00 | 49.8064 |  |  |  |  | 1858.0524 | 0 | bar: Availability G1
2025-05-26 17:00 | 55.1583 |  |  |  |  | 1858.0524 | 0 | bar: Availability G1
2025-05-26 18:00 | 47.9729 |  |  |  |  | 1858.0524 | 0 | bar: Availability G1
2025-05-26 19:00 | 52.3997 |  |  |  |  | 1858.0524 | 0 | bar: Availability G1
2025-05-26 20:00 | 55.1583 |  |  |  |  | 1858.0524 | 0 | bar: Availability G1
2025-05-26 21:00 | 49.5538 |  |  |  |  | 1858.0524 | 0 | bar: Availability G1
2025-05-26 22:00 | 54.1463 |  |  |  |  | 1858.0524 | 0 | bar: Availability G1
2025-05-26 23:00 | 48.8586 |  |  |  |  | 1858.0524 | 0 | bar: Availability G1
2025-05-27 | 30.6157 |  |  |  |  | 1858.0524 | 0 | bar: Availability G1
2025-05-27 01:00 | 28.9322 |  |  |  |  | 1858.0524 | 0 | bar: Availability G1
2025-05-27 02:00 | 28.9322 |  |  |  |  | 1858.0524 | 0 | bar: Availability G1
2025-05-27 03:00 | 30.0504 |  |  |  |  | 1858.0524 | 0 | bar: Availability G1
2025-05-27 04:00 | 35.0512 |  |  |  |  | 1858.0524 | 0 | bar: Availability G1
2025-05-27 05:00 | 40.5138 |  |  |  |  | 1858.0524 | 0 | bar: Availability G1
2025-05-27 06:00 | 30.0504 |  |  |  |  | 1858.0524 | 0 | bar: Availability G1
2025-05-27 07:00 | 30.0504 |  |  |  |  | 1858.0524 | 0 | bar: Availability G1
2025-05-27 08:00 | 31.9327 |  |  |  |  | 1858.0524 | 0 | bar: Availability G1
2025-05-27 09:00 | 33.1574 |  |  |  |  | 1858.0524 | 0 | bar: Availability G1
2025-05-27 10:00 | 33.1574 |  |  |  |  | 1858.0524 | 0 | bar: Availability G1
2025-05-27 11:00 | 43.0975 |  |  |  |  | 1858.0524 | 0 | bar: Availability G1
2025-05-27 12:00 | 48.8586 |  |  |  |  | 1858.0524 | 0 | bar: Availability G1
2025-05-27 13:00 | 29.1036 |  |  |  |  | 1858.0524 | 0 | bar: Availability G1
2025-05-27 14:00 | 29.4197 |  |  |  |  | 1858.0524 | 0 | bar: Availability G1
2025-05-27 15:00 | 31.9327 |  |  |  |  | 1858.0524 | 0 | bar: Availability G1
2025-05-27 16:00 | 53.6481 |  |  |  |  | 1858.0524 | 0 | bar: Availability G1
2025-05-27 17:00 | 49.5538 |  |  |  |  | 1858.0524 | 0 | bar: Availability G1
2025-05-27 18:00 | 55.1583 |  |  |  |  | 1858.0524 | 0 | bar: Availability G1
2025-05-27 19:00 | 55.1629 |  |  |  |  | 1858.0524 | 0 | bar: Availability G1
2025-05-27 20:00 | 55.1583 |  |  |  |  | 1858.0524 | 0 | bar: Availability G1
2025-05-27 21:00 | 36.5999 |  |  |  |  | 1858.0524 | 0 | bar: Availability G1
2025-05-27 22:00 | 31.0667 |  |  |  |  | 1858.0524 | 0 | bar: Availability G1
2025-05-27 23:00 | 31.8389 |  |  |  |  | 1858.0524 | 0 | bar: Availability G1
2025-05-28 | 30.7783 |  |  |  |  | 1858.0524 | 0 | bar: Availability G1
2025-05-28 01:00 | 31.0667 |  |  |  |  | 1858.0524 | 0 | bar: Availability G1
2025-05-28 02:00 | 28.9322 |  |  |  |  | 1858.0524 | 0 | bar: Availability G1
2025-05-28 03:00 | 31.0667 |  |  |  |  | 1858.0524 | 0 | bar: Availability G1
2025-05-28 04:00 | 36.5999 |  |  |  |  | 1858.0524 | 0 | bar: Availability G1
2025-05-28 05:00 | 40.5772 |  |  |  |  | 1858.0524 | 0 | bar: Availability G1
2025-05-28 06:00 | 31.0667 |  |  |  |  | 1858.0524 | 0 | bar: Availability G1
2025-05-28 07:00 | 31.0667 |  |  |  |  | 1858.0524 | 0 | bar: Availability G1
2025-05-28 08:00 | 31.0667 |  |  |  |  | 1858.0524 | 0 | bar: Availability G1
2025-05-28 09:00 | 31.0667 |  |  |  |  | 1858.0524 | 0 | bar: Availability G1
2025-05-28 10:00 | 31.0667 |  |  |  |  | 1858.0524 | 0 | bar: Availability G1
2025-05-28 11:00 | 31.0667 |  |  |  |  | 1858.0524 | 0 | bar: Availability G1
2025-05-28 12:00 | 29.1036 |  |  |  |  | 1858.0524 | 0 | bar: Availability G1
2025-05-28 13:00 | 30.2451 |  |  |  |  | 1858.0524 | 0 | bar: Availability G1
2025-05-28 14:00 | 29.4197 |  |  |  |  | 1858.0524 | 0 | bar: Availability G1
2025-05-28 15:00 | 30.5174 |  |  |  |  | 1858.0524 | 0 | bar: Availability G1
2025-05-28 16:00 | 31.0667 |  |  |  |  | 1858.0524 | 0 | bar: Availability G1
2025-05-28 17:00 | 38.1713 |  |  |  |  | 1858.0524 | 0 | bar: Availability G1
2025-05-28 18:00 | 54.2545 |  |  |  |  | 1858.0524 | 0 | bar: Availability G1
2025-05-28 19:00 | 50.6506 |  |  |  |  | 1858.0524 | 0 | bar: Availability G1
2025-05-28 20:00 | 53.903 |  |  |  |  | 1858.0524 | 0 | bar: Availability G1
2025-05-28 21:00 | 50.2623 |  |  |  |  | 1858.0524 | 0 | bar: Availability G1
2025-05-28 22:00 | 44.0221 |  |  |  |  | 1858.0524 | 0 | bar: Availability G1
2025-05-28 23:00 | 36.3418 |  |  |  |  | 1858.0524 | 0 | bar: Availability G1
2025-05-29 | 43.0975 |  |  |  |  | 1858.0524 | 0 | bar: Availability G1
2025-05-29 01:00 | 26.7452 |  |  |  |  | 1858.0524 | 0 | bar: Availability G1
2025-05-29 02:00 | 26.4965 |  |  |  |  | 1858.0524 | 0 | bar: Availability G1
2025-05-29 03:00 | 26.532 |  |  |  |  | 1858.0524 | 0 | bar: Availability G1
2025-05-29 04:00 | 31.8088 |  |  |  |  | 1858.0524 | 0 | bar: Availability G1
2025-05-29 05:00 | 36.1861 |  |  |  |  | 1858.0524 | 0 | bar: Availability G1
2025-05-29 06:00 | 30.6157 |  |  |  |  | 1858.0524 | 0 | bar: Availability G1
2025-05-29 07:00 | 30.4907 |  |  |  |  | 1858.0524 | 0 | bar: Availability G1
2025-05-29 08:00 | 30.4907 |  |  |  |  | 1858.0524 | 0 | bar: Availability G1
2025-05-29 09:00 | 30.6157 |  |  |  |  | 1858.0524 | 0 | bar: Availability G1
2025-05-29 10:00 | 29.208 |  |  |  |  | 1858.0524 | 0 | bar: Availability G1
2025-05-29 11:00 | 30.4642 |  |  |  |  | 1858.0524 | 0 | bar: Availability G1
2025-05-29 12:00 | 29.1036 |  |  |  |  | 1858.0524 | 0 | bar: Availability G1
2025-05-29 13:00 | 28.9322 |  |  |  |  | 1858.0524 | 0 | bar: Availability G1
2025-05-29 14:00 | 30.4907 |  |  |  |  | 1858.0524 | 0 | bar: Availability G1
2025-05-29 15:00 | 35.1621 |  |  |  |  | 1858.0524 | 0 | bar: Availability G1
2025-05-29 16:00 | 39.5863 |  |  |  |  | 1858.0524 | 0 | bar: Availability G1
2025-05-29 17:00 | 46.4602 |  |  |  |  | 1858.0524 | 0 | bar: Availability G1
2025-05-29 18:00 | 49.5538 |  |  |  |  | 1858.0524 | 0 | bar: Availability G1
2025-05-29 19:00 | 50.6506 |  |  |  |  | 1858.0524 | 0 | bar: Availability G1
2025-05-29 20:00 | 42.377 |  |  |  |  | 1858.0524 | 0 | bar: Availability G1
2025-05-29 21:00 | 37.2984 |  |  |  |  | 1858.0524 | 0 | bar: Availability G1
2025-05-29 22:00 | 28.9322 |  |  |  |  | 1858.0524 | 0 | bar: Availability G1
2025-05-29 23:00 | 28.9322 |  |  |  |  | 1858.0524 | 0 | bar: Availability G1
2025-05-30 | 26.4318 |  |  |  |  | 1858.0524 | 0 | bar: Availability G1
2025-05-30 01:00 | 25.9466 |  |  |  |  | 1858.0524 | 0 | bar: Availability G1
2025-05-30 02:00 | 25.9466 |  |  |  |  | 1858.0524 | 0 | bar: Availability G1
2025-05-30 03:00 | 26.6742 |  |  |  |  | 1858.0524 | 0 | bar: Availability G1
2025-05-30 04:00 | 28.9322 |  |  |  |  | 1858.0524 | 0 | bar: Availability G1
2025-05-30 05:00 | 38.7758 |  |  |  |  | 1858.0524 | 0 | bar: Availability G1
2025-05-30 06:00 | 30.5282 |  |  |  |  | 1858.0524 | 0 | bar: Availability G1
2025-05-30 07:00 | 33.1574 |  |  |  |  | 1858.0524 | 0 | bar: Availability G1
2025-05-30 08:00 | 43.0975 |  |  |  |  | 1858.0524 | 0 | bar: Availability G1
2025-05-30 09:00 | 33.6259 |  |  |  |  | 1858.0524 | 0 | bar: Availability G1
2025-05-30 10:00 | 33.6259 |  |  |  |  | 1858.0524 | 0 | bar: Availability G1
2025-05-30 11:00 | 43.0975 |  |  |  |  | 1858.0524 | 0 | bar: Availability G1
2025-05-30 12:00 | 28.9322 |  |  |  |  | 1858.0524 | 0 | bar: Availability G1
2025-05-30 13:00 | 27.5768 |  |  |  |  | 1858.0524 | 0 | bar: Availability G1
2025-05-30 14:00 | 30.2391 |  |  |  |  | 1858.0524 | 0 | bar: Availability G1
2025-05-30 15:00 | 29.6063 |  |  |  |  | 1858.0524 | 0 | bar: Availability G1
2025-05-30 16:00 | 31.9327 |  |  |  |  | 1858.0524 | 0 | bar: Availability G1
2025-05-30 17:00 | 34.9182 |  |  |  |  | 1858.0524 | 0 | bar: Availability G1
2025-05-30 18:00 | 34.6296 |  |  |  |  | 1858.0524 | 0 | bar: Availability G1
2025-05-30 19:00 | 45.2728 |  |  |  |  | 1858.0524 | 0 | bar: Availability G1
2025-05-30 20:00 | 45.2728 |  |  |  |  | 1858.0524 | 0 | bar: Availability G1
2025-05-30 21:00 | 32.9434 |  |  |  |  | 1858.0524 | 0 | bar: Availability G1
2025-05-30 22:00 | 28.9322 |  |  |  |  | 1858.0524 | 0 | bar: Availability G1
2025-05-30 23:00 | 25.9466 |  |  |  |  | 1858.0524 | 0 | bar: Availability G1
2025-05-31 | 25.9466 |  |  |  |  | 1858.0524 | 0 | bar: Availability G1
2025-05-31 01:00 | 24.8235 |  |  |  |  | 1858.0524 | 0 | bar: Availability G1
2025-05-31 02:00 | 25.9466 |  |  |  |  | 1858.0524 | 0 | bar: Availability G1
2025-05-31 03:00 | 24.8235 |  |  |  |  | 1858.0524 | 0 | bar: Availability G1
2025-05-31 04:00 | 26.4318 |  |  |  |  | 1858.0524 | 0 | bar: Availability G1
2025-05-31 05:00 | 26.7452 |  |  |  |  | 1858.0524 | 0 | bar: Availability G1
2025-05-31 06:00 | 26.4318 |  |  |  |  | 1858.0524 | 0 | bar: Availability G1
2025-05-31 07:00 | 26.3899 |  |  |  |  | 1858.0524 | 0 | bar: Availability G1
2025-05-31 08:00 | 26.3962 |  |  |  |  | 1858.0524 | 0 | bar: Availability G1
2025-05-31 09:00 | 26.6031 |  |  |  |  | 1858.0524 | 0 | bar: Availability G1
2025-05-31 10:00 | 26.6742 |  |  |  |  | 1858.0524 | 0 | bar: Availability G1
2025-05-31 11:00 | 26.3962 |  |  |  |  | 1858.0524 | 0 | bar: Availability G1
2025-05-31 12:00 | 25.333 |  |  |  |  | 1858.0524 | 0 | bar: Availability G1
2025-05-31 13:00 | 25.333 |  |  |  |  | 1858.0524 | 0 | bar: Availability G1
2025-05-31 14:00 | 25.333 |  |  |  |  | 1858.0524 | 0 | bar: Availability G1
2025-05-31 15:00 | 31.3228 |  |  |  |  | 1858.0524 | 0 | bar: Availability G1
2025-05-31 16:00 | 43.5289 |  |  |  |  | 1858.0524 | 0 | bar: Availability G1
2025-05-31 17:00 | 48.6508 |  |  |  |  | 1858.0524 | 0 | bar: Availability G1
2025-05-31 18:00 | 53.9532 |  |  |  |  | 1858.0524 | 0 | bar: Availability G1
2025-05-31 19:00 | 53.9532 |  |  |  |  | 1858.0524 | 0 | bar: Availability G1
2025-05-31 20:00 | 45.8591 |  |  |  |  | 1858.0524 | 0 | bar: Availability G1
2025-05-31 21:00 | 39.0577 |  |  |  |  | 1858.0524 | 0 | bar: Availability G1
2025-05-31 22:00 | 26.1306 |  |  |  |  | 1858.0524 | 0 | bar: Availability G1
2025-05-31 23:00 | 25.5151 |  |  |  |  | 1858.0524 | 0 | bar: Availability G1
2025-06-01 | 26.7908 |  |  |  |  | 2720.4817 | 0 | bar: Availability G1
2025-06-01 01:00 | 26.1879 |  |  |  |  | 2720.4817 | 0 | bar: Availability G1
2025-06-01 02:00 | 27.8259 |  |  |  |  | 2720.4817 | 0 | bar: Availability G1
2025-06-01 03:00 | 27.4251 |  |  |  |  | 2720.4817 | 0 | bar: Availability G1
2025-06-01 04:00 | 27.63 |  |  |  |  | 2720.4817 | 0 | bar: Availability G1
2025-06-01 05:00 | 28.1776 |  |  |  |  | 2720.4817 | 0 | bar: Availability G1
2025-06-01 06:00 | 27.8742 |  |  |  |  | 2720.4817 | 0 | bar: Availability G1
2025-06-01 07:00 | 28.7628 |  |  |  |  | 2720.4817 | 0 | bar: Availability G1
2025-06-01 08:00 | 29.4517 |  |  |  |  | 2720.4817 | 0 | bar: Availability G1
2025-06-01 09:00 | 27.8742 |  |  |  |  | 2720.4817 | 0 | bar: Availability G1
2025-06-01 10:00 | 29.1494 |  |  |  |  | 2720.4817 | 0 | bar: Availability G1
2025-06-01 11:00 | 26.7342 |  |  |  |  | 2720.4817 | 0 | bar: Availability G1
2025-06-01 12:00 | 26.1879 |  |  |  |  | 2720.4817 | 0 | bar: Availability G1
2025-06-01 13:00 | 27.7435 |  |  |  |  | 2720.4817 | 0 | bar: Availability G1
2025-06-01 14:00 | 26.7342 |  |  |  |  | 2720.4817 | 0 | bar: Availability G1
2025-06-01 15:00 | 28.8159 |  |  |  |  | 2720.4817 | 0 | bar: Availability G1
2025-06-01 16:00 | 29.4517 |  |  |  |  | 2720.4817 | 0 | bar: Availability G1
2025-06-01 17:00 | 39.0253 |  |  |  |  | 2720.4817 | 0 | bar: Availability G1
2025-06-01 18:00 | 40.0527 |  |  |  |  | 2720.4817 | 0 | bar: Availability G1
2025-06-01 19:00 | 51.3964 |  |  |  |  | 2720.4817 | 0 | bar: Availability G1
2025-06-01 20:00 | 45.384 |  |  |  |  | 2720.4817 | 0 | bar: Availability G1
2025-06-01 21:00 | 32.5514 |  |  |  |  | 2720.4817 | 0 | bar: Availability G1
2025-06-01 22:00 | 29.1801 |  |  |  |  | 2720.4817 | 0 | bar: Availability G1
2025-06-01 23:00 | 28.1246 |  |  |  |  | 2720.4817 | 0 | bar: Availability G1
2025-06-02 | 25.9466 |  |  |  |  | 2720.4817 | 0 | bar: Availability G1
2025-06-02 01:00 | 25.3584 |  |  |  |  | 2720.4817 | 0 | bar: Availability G1
2025-06-02 02:00 | 26.1879 |  |  |  |  | 2720.4817 | 0 | bar: Availability G1
2025-06-02 03:00 | 28.1246 |  |  |  |  | 2720.4817 | 0 | bar: Availability G1
2025-06-02 04:00 | 30.4038 |  |  |  |  | 2720.4817 | 0 | bar: Availability G1
2025-06-02 05:00 | 30.4038 |  |  |  |  | 2720.4817 | 0 | bar: Availability G1
2025-06-02 06:00 | 26.9754 |  |  |  |  | 2720.4817 | 0 | bar: Availability G1
2025-06-02 07:00 | 26.9754 |  |  |  |  | 2720.4817 | 0 | bar: Availability G1
2025-06-02 08:00 | 29.1494 |  |  |  |  | 2720.4817 | 0 | bar: Availability G1
2025-06-02 09:00 | 29.4517 |  |  |  |  | 2720.4817 | 0 | bar: Availability G1
2025-06-02 10:00 | 29.4517 |  |  |  |  | 2720.4817 | 0 | bar: Availability G1
2025-06-02 11:00 | 29.9881 |  |  |  |  | 2720.4817 | 0 | bar: Availability G1
2025-06-02 12:00 | 30.4038 |  |  |  |  | 2720.4817 | 0 | bar: Availability G1
2025-06-02 13:00 | 27.1843 |  |  |  |  | 2720.4817 | 0 | bar: Availability G1
2025-06-02 14:00 | 26.7342 |  |  |  |  | 2720.4817 | 0 | bar: Availability G1
2025-06-02 15:00 | 27.7435 |  |  |  |  | 2720.4817 | 0 | bar: Availability G1
2025-06-02 16:00 | 31.9156 |  |  |  |  | 2720.4817 | 0 | bar: Availability G1
2025-06-02 17:00 | 41.7783 |  |  |  |  | 2720.4817 | 0 | bar: Availability G1
2025-06-02 18:00 | 44.9966 |  |  |  |  | 2720.4817 | 0 | bar: Availability G1
2025-06-02 19:00 | 49.283 |  |  |  |  | 2720.4817 | 0 | bar: Availability G1
2025-06-02 20:00 | 49.283 |  |  |  |  | 2720.4817 | 0 | bar: Availability G1
2025-06-02 21:00 | 31.4846 |  |  |  |  | 2720.4817 | 0 | bar: Availability G1
2025-06-02 22:00 | 27.7435 |  |  |  |  | 2720.4817 | 0 | bar: Availability G1
2025-06-02 23:00 | 28.1246 |  |  |  |  | 2720.4817 | 0 | bar: Availability G1
2025-06-03 | 27.4885 |  |  |  |  | 2720.4817 | 0 | bar: Availability G1
2025-06-03 01:00 | 26.4965 |  |  |  |  | 2720.4817 | 0 | bar: Availability G1
2025-06-03 02:00 | 27.63 |  |  |  |  | 2720.4817 | 0 | bar: Availability G1
2025-06-03 03:00 | 29.4197 |  |  |  |  | 2720.4817 | 0 | bar: Availability G1
2025-06-03 04:00 | 30.1623 |  |  |  |  | 2720.4817 | 0 | bar: Availability G1
2025-06-03 05:00 | 30.4473 |  |  |  |  | 2720.4817 | 0 | bar: Availability G1
2025-06-03 06:00 | 30.4473 |  |  |  |  | 2720.4817 | 0 | bar: Availability G1
2025-06-03 07:00 | 30.4473 |  |  |  |  | 2720.4817 | 0 | bar: Availability G1
2025-06-03 08:00 | 30.4473 |  |  |  |  | 2720.4817 | 0 | bar: Availability G1
2025-06-03 09:00 | 30.4907 |  |  |  |  | 2720.4817 | 0 | bar: Availability G1
2025-06-03 10:00 | 33.5963 |  |  |  |  | 2720.4817 | 0 | bar: Availability G1
2025-06-03 11:00 | 34.4691 |  |  |  |  | 2720.4817 | 0 | bar: Availability G1
2025-06-03 12:00 | 33.5963 |  |  |  |  | 2720.4817 | 0 | bar: Availability G1
2025-06-03 13:00 | 30.4907 |  |  |  |  | 2720.4817 | 0 | bar: Availability G1
2025-06-03 14:00 | 34.4691 |  |  |  |  | 2720.4817 | 0 | bar: Availability G1
2025-06-03 15:00 | 51.4528 |  |  |  |  | 2720.4817 | 0 | bar: Availability G1
2025-06-03 16:00 | 51.4528 |  |  |  |  | 2720.4817 | 0 | bar: Availability G1
2025-06-03 17:00 | 56.0542 |  |  |  |  | 2720.4817 | 0 | bar: Availability G1
2025-06-03 18:00 | 49.2951 |  |  |  |  | 2720.4817 | 0 | bar: Availability G1
2025-06-03 19:00 | 57.421 |  |  |  |  | 2720.4817 | 0 | bar: Availability G1
2025-06-03 20:00 | 56.3116 |  |  |  |  | 2720.4817 | 0 | bar: Availability G1
2025-06-03 21:00 | 49.283 |  |  |  |  | 2720.4817 | 0 | bar: Availability G1
2025-06-03 22:00 | 34.4691 |  |  |  |  | 2720.4817 | 0 | bar: Availability G1
2025-06-03 23:00 | 33.6875 |  |  |  |  | 2720.4817 | 0 | bar: Availability G1
2025-06-04 | 27.834 |  |  |  |  | 2720.4817 | 0 | bar: Availability G1
2025-06-04 01:00 | 27.63 |  |  |  |  | 2720.4817 | 0 | bar: Availability G1
2025-06-04 02:00 | 27.63 |  |  |  |  | 2720.4817 | 0 | bar: Availability G1
2025-06-04 03:00 | 27.7435 |  |  |  |  | 2720.4817 | 0 | bar: Availability G1
2025-06-04 04:00 | 28.5529 |  |  |  |  | 2720.4817 | 0 | bar: Availability G1
2025-06-04 05:00 | 30.3023 |  |  |  |  | 2720.4817 | 0 | bar: Availability G1
2025-06-04 06:00 | 30.4038 |  |  |  |  | 2720.4817 | 0 | bar: Availability G1
2025-06-04 07:00 | 30.0504 |  |  |  |  | 2720.4817 | 0 | bar: Availability G1
2025-06-04 08:00 | 30.0504 |  |  |  |  | 2720.4817 | 0 | bar: Availability G1
2025-06-04 09:00 | 30.2589 |  |  |  |  | 2720.4817 | 0 | bar: Availability G1
2025-06-04 10:00 | 30.0504 |  |  |  |  | 2720.4817 | 0 | bar: Availability G1
2025-06-04 11:00 | 30.0504 |  |  |  |  | 2720.4817 | 0 | bar: Availability G1
2025-06-04 12:00 | 27.8742 |  |  |  |  | 2720.4817 | 0 | bar: Availability G1
2025-06-04 13:00 | 30.4473 |  |  |  |  | 2720.4817 | 0 | bar: Availability G1
2025-06-04 14:00 | 27.8742 |  |  |  |  | 2720.4817 | 0 | bar: Availability G1
2025-06-04 15:00 | 28.5529 |  |  |  |  | 2720.4817 | 0 | bar: Availability G1
2025-06-04 16:00 | 30.4038 |  |  |  |  | 2720.4817 | 0 | bar: Availability G1
2025-06-04 17:00 | 43.0254 |  |  |  |  | 2720.4817 | 0 | bar: Availability G1
2025-06-04 18:00 | 44.9966 |  |  |  |  | 2720.4817 | 0 | bar: Availability G1
2025-06-04 19:00 | 53.2843 |  |  |  |  | 2720.4817 | 0 | bar: Availability G1
2025-06-04 20:00 | 55.1905 |  |  |  |  | 2720.4817 | 0 | bar: Availability G1
2025-06-04 21:00 | 52.5718 |  |  |  |  | 2720.4817 | 0 | bar: Availability G1
2025-06-04 22:00 | 50.7173 |  |  |  |  | 2720.4817 | 0 | bar: Availability G1
2025-06-04 23:00 | 30.9923 |  |  |  |  | 2720.4817 | 0 | bar: Availability G1
2025-06-05 | 27.63 |  |  |  |  | 2720.4817 | 0 | bar: Availability G1
2025-06-05 01:00 | 26.9 |  |  |  |  | 2720.4817 | 0 | bar: Availability G1
2025-06-05 02:00 | 29.4197 |  |  |  |  | 2720.4817 | 0 | bar: Availability G1
2025-06-05 03:00 | 33.5963 |  |  |  |  | 2720.4817 | 0 | bar: Availability G1
2025-06-05 04:00 | 34.5296 |  |  |  |  | 2720.4817 | 0 | bar: Availability G1
2025-06-05 05:00 | 51.4528 |  |  |  |  | 2720.4817 | 0 | bar: Availability G1
2025-06-05 06:00 | 44.9966 |  |  |  |  | 2720.4817 | 0 | bar: Availability G1
2025-06-05 07:00 | 33.5963 |  |  |  |  | 2720.4817 | 0 | bar: Availability G1
2025-06-05 08:00 | 44.9966 |  |  |  |  | 2720.4817 | 0 | bar: Availability G1
2025-06-05 09:00 | 51.3964 |  |  |  |  | 2720.4817 | 0 | bar: Availability G1
2025-06-05 10:00 | 29.9881 |  |  |  |  | 2720.4817 | 0 | bar: Availability G1
2025-06-05 11:00 | 27.8742 |  |  |  |  | 2720.4817 | 0 | bar: Availability G1
2025-06-05 12:00 | 28.8159 |  |  |  |  | 2720.4817 | 0 | bar: Availability G1
2025-06-05 13:00 | 30.4038 |  |  |  |  | 2720.4817 | 0 | bar: Availability G1
2025-06-05 14:00 | 27.1843 |  |  |  |  | 2720.4817 | 0 | bar: Availability G1
2025-06-05 15:00 | 27.573 |  |  |  |  | 2720.4817 | 0 | bar: Availability G1
2025-06-05 16:00 | 51.4528 |  |  |  |  | 2720.4817 | 0 | bar: Availability G1
2025-06-05 17:00 | 56.426 |  |  |  |  | 2720.4817 | 0 | bar: Availability G1
2025-06-05 18:00 | 57.464 |  |  |  |  | 2720.4817 | 0 | bar: Availability G1
2025-06-05 19:00 | 57.464 |  |  |  |  | 2720.4817 | 0 | bar: Availability G1
2025-06-05 20:00 | 45.8591 |  |  |  |  | 2720.4817 | 0 | bar: Availability G1
2025-06-05 21:00 | 31.1741 |  |  |  |  | 2720.4817 | 0 | bar: Availability G1
2025-06-05 22:00 | 29.0341 |  |  |  |  | 2720.4817 | 0 | bar: Availability G1
2025-06-05 23:00 | 26.4965 |  |  |  |  | 2720.4817 | 0 | bar: Availability G1
2025-06-06 | 25.8397 |  |  |  |  | 2720.4817 | 0 | bar: Availability G1
2025-06-06 01:00 | 25.3584 |  |  |  |  | 2720.4817 | 0 | bar: Availability G1
2025-06-06 02:00 | 27.63 |  |  |  |  | 2720.4817 | 0 | bar: Availability G1
2025-06-06 03:00 | 28.1246 |  |  |  |  | 2720.4817 | 0 | bar: Availability G1
2025-06-06 04:00 | 42.3461 |  |  |  |  | 2720.4817 | 0 | bar: Availability G1
2025-06-06 05:00 | 28.1246 |  |  |  |  | 2720.4817 | 0 | bar: Availability G1
2025-06-06 06:00 | 25.8397 |  |  |  |  | 2720.4817 | 0 | bar: Availability G1
2025-06-06 07:00 | 24.5813 |  |  |  |  | 2720.4817 | 0 | bar: Availability G1
2025-06-06 08:00 | 23.7575 |  |  |  |  | 2720.4817 | 0 | bar: Availability G1
2025-06-06 09:00 | 23.772 |  |  |  |  | 2720.4817 | 0 | bar: Availability G1
2025-06-06 10:00 | 23.8991 |  |  |  |  | 2720.4817 | 0 | bar: Availability G1
2025-06-06 11:00 | 23.8991 |  |  |  |  | 2720.4817 | 0 | bar: Availability G1
2025-06-06 12:00 | 23.8991 |  |  |  |  | 2720.4817 | 0 | bar: Availability G1
2025-06-06 13:00 | 23.8991 |  |  |  |  | 2720.4817 | 0 | bar: Availability G1
2025-06-06 14:00 | 24.3382 |  |  |  |  | 2720.4817 | 0 | bar: Availability G1
2025-06-06 15:00 | 25.5113 |  |  |  |  | 2720.4817 | 0 | bar: Availability G1
2025-06-06 16:00 | 25.8397 |  |  |  |  | 2720.4817 | 0 | bar: Availability G1
2025-06-06 17:00 | 27.7435 |  |  |  |  | 2720.4817 | 0 | bar: Availability G1
2025-06-06 18:00 | 39.2283 |  |  |  |  | 2720.4817 | 0 | bar: Availability G1
2025-06-06 19:00 | 49.283 |  |  |  |  | 2720.4817 | 0 | bar: Availability G1
2025-06-06 20:00 | 46.0739 |  |  |  |  | 2720.4817 | 0 | bar: Availability G1
2025-06-06 21:00 | 30.4038 |  |  |  |  | 2720.4817 | 0 | bar: Availability G1
2025-06-06 22:00 | 27.7435 |  |  |  |  | 2720.4817 | 0 | bar: Availability G1
2025-06-06 23:00 | 27.8742 |  |  |  |  | 2720.4817 | 0 | bar: Availability G1
2025-06-07 | 27.7435 |  |  |  |  | 2720.4817 | 0 | bar: Availability G1
2025-06-07 01:00 | 27.63 |  |  |  |  | 2720.4817 | 0 | bar: Availability G1
2025-06-07 02:00 | 28.1246 |  |  |  |  | 2720.4817 | 0 | bar: Availability G1
2025-06-07 03:00 | 30.4038 |  |  |  |  | 2720.4817 | 0 | bar: Availability G1
2025-06-07 04:00 | 30.4038 |  |  |  |  | 2720.4817 | 0 | bar: Availability G1
2025-06-07 05:00 | 30.0306 |  |  |  |  | 2720.4817 | 0 | bar: Availability G1
2025-06-07 06:00 | 27.1502 |  |  |  |  | 2720.4817 | 0 | bar: Availability G1
2025-06-07 07:00 | 27.7435 |  |  |  |  | 2720.4817 | 0 | bar: Availability G1
2025-06-07 08:00 | 27.7435 |  |  |  |  | 2720.4817 | 0 | bar: Availability G1
2025-06-07 09:00 | 27.7435 |  |  |  |  | 2720.4817 | 0 | bar: Availability G1
2025-06-07 10:00 | 24.5813 |  |  |  |  | 2720.4817 | 0 | bar: Availability G1
2025-06-07 11:00 | 25.8397 |  |  |  |  | 2720.4817 | 0 | bar: Availability G1
2025-06-07 12:00 | 24.509 |  |  |  |  | 2720.4817 | 0 | bar: Availability G1
2025-06-07 13:00 | 25.8397 |  |  |  |  | 2720.4817 | 0 | bar: Availability G1
2025-06-07 14:00 | 25.5347 |  |  |  |  | 2720.4817 | 0 | bar: Availability G1
2025-06-07 15:00 | 27.1843 |  |  |  |  | 2720.4817 | 0 | bar: Availability G1
2025-06-07 16:00 | 30.4038 |  |  |  |  | 2720.4817 | 0 | bar: Availability G1
2025-06-07 17:00 | 34.0117 |  |  |  |  | 2720.4817 | 0 | bar: Availability G1
2025-06-07 18:00 | 36.5739 |  |  |  |  | 2720.4817 | 0 | bar: Availability G1
2025-06-07 19:00 | 47.7797 |  |  |  |  | 2720.4817 | 0 | bar: Availability G1
2025-06-07 20:00 | 49.283 |  |  |  |  | 2720.4817 | 0 | bar: Availability G1
2025-06-07 21:00 | 34.0154 |  |  |  |  | 2720.4817 | 0 | bar: Availability G1
2025-06-07 22:00 | 30.4038 |  |  |  |  | 2720.4817 | 0 | bar: Availability G1
2025-06-07 23:00 | 30.4038 |  |  |  |  | 2720.4817 | 0 | bar: Availability G1
2025-06-08 | 27.7435 |  |  |  |  | 2720.4817 | 0 | bar: Availability G1
2025-06-08 01:00 | 27.573 |  |  |  |  | 2720.4817 | 0 | bar: Availability G1
2025-06-08 02:00 | 27.7435 |  |  |  |  | 2720.4817 | 0 | bar: Availability G1
2025-06-08 03:00 | 28.5529 |  |  |  |  | 2720.4817 | 0 | bar: Availability G1
2025-06-08 04:00 | 34.5296 |  |  |  |  | 2720.4817 | 0 | bar: Availability G1
2025-06-08 05:00 | 34.4691 |  |  |  |  | 2720.4817 | 0 | bar: Availability G1
2025-06-08 06:00 | 29.4517 |  |  |  |  | 2720.4817 | 0 | bar: Availability G1
2025-06-08 07:00 | 29.1494 |  |  |  |  | 2720.4817 | 0 | bar: Availability G1
2025-06-08 08:00 | 30.4038 |  |  |  |  | 2720.4817 | 0 | bar: Availability G1
2025-06-08 09:00 | 30.4038 |  |  |  |  | 2720.4817 | 0 | bar: Availability G1
2025-06-08 10:00 | 30.4038 |  |  |  |  | 2720.4817 | 0 | bar: Availability G1
2025-06-08 11:00 | 29.9881 |  |  |  |  | 2720.4817 | 0 | bar: Availability G1
2025-06-08 12:00 | 29.1494 |  |  |  |  | 2720.4817 | 0 | bar: Availability G1
2025-06-08 13:00 | 29.6552 |  |  |  |  | 2720.4817 | 0 | bar: Availability G1
2025-06-08 14:00 | 30.4038 |  |  |  |  | 2720.4817 | 0 | bar: Availability G1
2025-06-08 15:00 | 30.4038 |  |  |  |  | 2720.4817 | 0 | bar: Availability G1
2025-06-08 16:00 | 51.4528 |  |  |  |  | 2720.4817 | 0 | bar: Availability G1
2025-06-08 17:00 | 51.4528 |  |  |  |  | 2720.4817 | 0 | bar: Availability G1
2025-06-08 18:00 | 51.4528 |  |  |  |  | 2720.4817 | 0 | bar: Availability G1
2025-06-08 19:00 | 51.4528 |  |  |  |  | 2720.4817 | 0 | bar: Availability G1
2025-06-08 20:00 | 50.63 |  |  |  |  | 2720.4817 | 0 | bar: Availability G1
2025-06-08 21:00 | 44.9966 |  |  |  |  | 2720.4817 | 0 | bar: Availability G1
2025-06-08 22:00 | 35.8193 |  |  |  |  | 2720.4817 | 0 | bar: Availability G1
2025-06-08 23:00 | 29.2925 |  |  |  |  | 2720.4817 | 0 | bar: Availability G1
2025-06-09 | 27.7435 |  |  |  |  | 2720.4817 | 0 | bar: Availability G1
2025-06-09 01:00 | 28.1246 |  |  |  |  | 2720.4817 | 0 | bar: Availability G1
2025-06-09 02:00 | 27.63 |  |  |  |  | 2720.4817 | 0 | bar: Availability G1
2025-06-09 03:00 | 28.1246 |  |  |  |  | 2720.4817 | 0 | bar: Availability G1
2025-06-09 04:00 | 30.4038 |  |  |  |  | 2720.4817 | 0 | bar: Availability G1
2025-06-09 05:00 | 32.0066 |  |  |  |  | 2720.4817 | 0 | bar: Availability G1
2025-06-09 06:00 | 30.3093 |  |  |  |  | 2720.4817 | 0 | bar: Availability G1
2025-06-09 07:00 | 27.8751 |  |  |  |  | 2720.4817 | 0 | bar: Availability G1
2025-06-09 08:00 | 27.7435 |  |  |  |  | 2720.4817 | 0 | bar: Availability G1
2025-06-09 09:00 | 29.4517 |  |  |  |  | 2720.4817 | 0 | bar: Availability G1
2025-06-09 10:00 | 29.4517 |  |  |  |  | 2720.4817 | 0 | bar: Availability G1
2025-06-09 11:00 | 30.3023 |  |  |  |  | 2720.4817 | 0 | bar: Availability G1
2025-06-09 12:00 | 30.4038 |  |  |  |  | 2720.4817 | 0 | bar: Availability G1
2025-06-09 13:00 | 31.4461 |  |  |  |  | 2720.4817 | 0 | bar: Availability G1
2025-06-09 14:00 | 31.4461 |  |  |  |  | 2720.4817 | 0 | bar: Availability G1
2025-06-09 15:00 | 28.7701 |  |  |  |  | 2720.4817 | 0 | bar: Availability G1
2025-06-09 16:00 | 33.5963 |  |  |  |  | 2720.4817 | 0 | bar: Availability G1
2025-06-09 17:00 | 47.7353 |  |  |  |  | 2720.4817 | 0 | bar: Availability G1
2025-06-09 18:00 | 47.0892 |  |  |  |  | 2720.4817 | 0 | bar: Availability G1
2025-06-09 19:00 | 49.283 |  |  |  |  | 2720.4817 | 0 | bar: Availability G1
2025-06-09 20:00 | 49.283 |  |  |  |  | 2720.4817 | 0 | bar: Availability G1
2025-06-09 21:00 | 49.283 |  |  |  |  | 2720.4817 | 0 | bar: Availability G1
2025-06-09 22:00 | 45.5472 |  |  |  |  | 2720.4817 | 0 | bar: Availability G1
2025-06-09 23:00 | 30.4038 |  |  |  |  | 2720.4817 | 0 | bar: Availability G1
2025-06-10 | 27.63 |  |  |  |  | 2720.4817 | 0 | bar: Availability G1
2025-06-10 01:00 | 27.63 |  |  |  |  | 2720.4817 | 0 | bar: Availability G1
2025-06-10 02:00 | 27.7435 |  |  |  |  | 2720.4817 | 0 | bar: Availability G1
2025-06-10 03:00 | 30.4038 |  |  |  |  | 2720.4817 | 0 | bar: Availability G1
2025-06-10 04:00 | 30.4038 |  |  |  |  | 2720.4817 | 0 | bar: Availability G1
2025-06-10 05:00 | 32.6181 |  |  |  |  | 2720.4817 | 0 | bar: Availability G1
2025-06-10 06:00 | 30.4473 |  |  |  |  | 2720.4817 | 0 | bar: Availability G1
2025-06-10 07:00 | 30.4473 |  |  |  |  | 2720.4817 | 0 | bar: Availability G1
2025-06-10 08:00 | 30.4473 |  |  |  |  | 2720.4817 | 0 | bar: Availability G1
2025-06-10 09:00 | 30.4473 |  |  |  |  | 2720.4817 | 0 | bar: Availability G1
2025-06-10 10:00 | 30.4473 |  |  |  |  | 2720.4817 | 0 | bar: Availability G1
2025-06-10 11:00 | 44.9966 |  |  |  |  | 2720.4817 | 0 | bar: Availability G1
2025-06-10 12:00 | 30.4473 |  |  |  |  | 2720.4817 | 0 | bar: Availability G1
2025-06-10 13:00 | 32.2895 |  |  |  |  | 2720.4817 | 0 | bar: Availability G1
2025-06-10 14:00 | 30.4473 |  |  |  |  | 2720.4817 | 0 | bar: Availability G1
2025-06-10 15:00 | 56.0542 |  |  |  |  | 2720.4817 | 0 | bar: Availability G1
2025-06-10 16:00 | 30.4473 |  |  |  |  | 2720.4817 | 0 | bar: Availability G1
2025-06-10 17:00 | 50.7173 |  |  |  |  | 2720.4817 | 0 | bar: Availability G1
2025-06-10 18:00 | 56.1073 |  |  |  |  | 2720.4817 | 0 | bar: Availability G1
2025-06-10 19:00 | 56.1073 |  |  |  |  | 2720.4817 | 0 | bar: Availability G1
2025-06-10 20:00 | 56.0189 |  |  |  |  | 2720.4817 | 0 | bar: Availability G1
2025-06-10 21:00 | 53.3305 |  |  |  |  | 2720.4817 | 0 | bar: Availability G1
2025-06-10 22:00 | 31.9085 |  |  |  |  | 2720.4817 | 0 | bar: Availability G1
2025-06-10 23:00 | 35.15 |  |  |  |  | 2720.4817 | 0 | bar: Availability G1
2025-06-11 | 28.0807 |  |  |  |  | 2720.4817 | 0 | bar: Availability G1
2025-06-11 01:00 | 27.834 |  |  |  |  | 2720.4817 | 0 | bar: Availability G1
2025-06-11 02:00 | 30.4038 |  |  |  |  | 2720.4817 | 0 | bar: Availability G1
2025-06-11 03:00 | 34.4691 |  |  |  |  | 2720.4817 | 0 | bar: Availability G1
2025-06-11 04:00 | 44.9303 |  |  |  |  | 2720.4817 | 0 | bar: Availability G1
2025-06-11 05:00 | 42.7982 |  |  |  |  | 2720.4817 | 0 | bar: Availability G1
2025-06-11 06:00 | 33.5963 |  |  |  |  | 2720.4817 | 0 | bar: Availability G1
2025-06-11 07:00 | 31.9824 |  |  |  |  | 2720.4817 | 0 | bar: Availability G1
2025-06-11 08:00 | 30.4907 |  |  |  |  | 2720.4817 | 0 | bar: Availability G1
2025-06-11 09:00 | 31.5295 |  |  |  |  | 2720.4817 | 0 | bar: Availability G1
2025-06-11 10:00 | 30.4038 |  |  |  |  | 2720.4817 | 0 | bar: Availability G1
2025-06-11 11:00 | 39.2764 |  |  |  |  | 2720.4817 | 0 | bar: Availability G1
2025-06-11 12:00 | 30.4038 |  |  |  |  | 2720.4817 | 0 | bar: Availability G1
2025-06-11 13:00 | 30.0384 |  |  |  |  | 2720.4817 | 0 | bar: Availability G1
2025-06-11 14:00 | 38.6474 |  |  |  |  | 2720.4817 | 0 | bar: Availability G1
2025-06-11 15:00 | 33.5963 |  |  |  |  | 2720.4817 | 0 | bar: Availability G1
2025-06-11 16:00 | 35.1499 |  |  |  |  | 2720.4817 | 0 | bar: Availability G1
2025-06-11 17:00 | 49.283 |  |  |  |  | 2720.4817 | 0 | bar: Availability G1
2025-06-11 18:00 | 49.283 |  |  |  |  | 2720.4817 | 0 | bar: Availability G1
2025-06-11 19:00 | 50.7173 |  |  |  |  | 2720.4817 | 0 | bar: Availability G1
2025-06-11 20:00 | 52.0967 |  |  |  |  | 2720.4817 | 0 | bar: Availability G1
2025-06-11 21:00 | 49.283 |  |  |  |  | 2720.4817 | 0 | bar: Availability G1
2025-06-11 22:00 | 51.4528 |  |  |  |  | 2720.4817 | 0 | bar: Availability G1
2025-06-11 23:00 | 38.6205 |  |  |  |  | 2720.4817 | 0 | bar: Availability G1
2025-06-12 | 30.3023 |  |  |  |  | 2720.4817 | 0 | bar: Availability G1
2025-06-12 01:00 | 28.9877 |  |  |  |  | 2720.4817 | 0 | bar: Availability G1
2025-06-12 02:00 | 28.1738 |  |  |  |  | 2720.4817 | 0 | bar: Availability G1
2025-06-12 03:00 | 30.4038 |  |  |  |  | 2720.4817 | 0 | bar: Availability G1
2025-06-12 04:00 | 27.8797 |  |  |  |  | 2720.4817 | 0 | bar: Availability G1
2025-06-12 05:00 | 28.9877 |  |  |  |  | 2720.4817 | 0 | bar: Availability G1
2025-06-12 06:00 | 28.4783 |  |  |  |  | 2720.4817 | 0 | bar: Availability G1
2025-06-12 07:00 | 29.6394 |  |  |  |  | 2720.4817 | 0 | bar: Availability G1
2025-06-12 08:00 | 30.0504 |  |  |  |  | 2720.4817 | 0 | bar: Availability G1
2025-06-12 09:00 | 30.4038 |  |  |  |  | 2720.4817 | 0 | bar: Availability G1
2025-06-12 10:00 | 30.4473 |  |  |  |  | 2720.4817 | 0 | bar: Availability G1
2025-06-12 11:00 | 32.0643 |  |  |  |  | 2720.4817 | 0 | bar: Availability G1
2025-06-12 12:00 | 34.4691 |  |  |  |  | 2720.4817 | 0 | bar: Availability G1
2025-06-12 13:00 | 38.6474 |  |  |  |  | 2720.4817 | 0 | bar: Availability G1
2025-06-12 14:00 | 38.1418 |  |  |  |  | 2720.4817 | 0 | bar: Availability G1
2025-06-12 15:00 | 50.7173 |  |  |  |  | 2720.4817 | 0 | bar: Availability G1
2025-06-12 16:00 | 35.6947 |  |  |  |  | 2720.4817 | 0 | bar: Availability G1
2025-06-12 17:00 | 44.0011 |  |  |  |  | 2720.4817 | 0 | bar: Availability G1
2025-06-12 18:00 | 38.5601 |  |  |  |  | 2720.4817 | 0 | bar: Availability G1
2025-06-12 19:00 | 42.7499 |  |  |  |  | 2720.4817 | 0 | bar: Availability G1
2025-06-12 20:00 | 40.0491 |  |  |  |  | 2720.4817 | 0 | bar: Availability G1
2025-06-12 21:00 | 34.674 |  |  |  |  | 2720.4817 | 0 | bar: Availability G1
2025-06-12 22:00 | 44.9966 |  |  |  |  | 2720.4817 | 0 | bar: Availability G1
2025-06-12 23:00 | 35.15 |  |  |  |  | 2720.4817 | 0 | bar: Availability G1
2025-06-13 | 27.4251 |  |  |  |  | 2720.4817 | 0 | bar: Availability G1
2025-06-13 01:00 | 26.7429 |  |  |  |  | 2720.4817 | 0 | bar: Availability G1
2025-06-13 02:00 | 30.4038 |  |  |  |  | 2720.4817 | 0 | bar: Availability G1
2025-06-13 03:00 | 30.4473 |  |  |  |  | 2720.4817 | 0 | bar: Availability G1
2025-06-13 04:00 | 30.4473 |  |  |  |  | 2720.4817 | 0 | bar: Availability G1
2025-06-13 05:00 | 32.6181 |  |  |  |  | 2720.4817 | 0 | bar: Availability G1
2025-06-13 06:00 | 30.9881 |  |  |  |  | 2720.4817 | 0 | bar: Availability G1
2025-06-13 07:00 | 30.4473 |  |  |  |  | 2720.4817 | 0 | bar: Availability G1
2025-06-13 08:00 | 30.4473 |  |  |  |  | 2720.4817 | 0 | bar: Availability G1
2025-06-13 09:00 | 44.9966 |  |  |  |  | 2720.4817 | 0 | bar: Availability G1
2025-06-13 10:00 | 34.3081 |  |  |  |  | 2720.4817 | 0 | bar: Availability G1
2025-06-13 11:00 | 34.7838 |  |  |  |  | 2720.4817 | 0 | bar: Availability G1
2025-06-13 12:00 | 30.4473 |  |  |  |  | 2720.4817 | 0 | bar: Availability G1
2025-06-13 13:00 | 30.4473 |  |  |  |  | 2720.4817 | 0 | bar: Availability G1
2025-06-13 14:00 | 30.4473 |  |  |  |  | 2720.4817 | 0 | bar: Availability G1
2025-06-13 15:00 | 33.5963 |  |  |  |  | 2720.4817 | 0 | bar: Availability G1
2025-06-13 16:00 | 50.7173 |  |  |  |  | 2720.4817 | 0 | bar: Availability G1
2025-06-13 17:00 | 54.8907 |  |  |  |  | 2720.4817 | 0 | bar: Availability G1
2025-06-13 18:00 | 56.7593 |  |  |  |  | 2720.4817 | 0 | bar: Availability G1
2025-06-13 19:00 | 56.9042 |  |  |  |  | 2720.4817 | 0 | bar: Availability G1
2025-06-13 20:00 | 56.0542 |  |  |  |  | 2720.4817 | 0 | bar: Availability G1
2025-06-13 21:00 | 45.8986 |  |  |  |  | 2720.4817 | 0 | bar: Availability G1
2025-06-13 22:00 | 41.2958 |  |  |  |  | 2720.4817 | 0 | bar: Availability G1
2025-06-13 23:00 | 34.8045 |  |  |  |  | 2720.4817 | 0 | bar: Availability G1
2025-06-14 | 30.4038 |  |  |  |  | 2720.4817 | 0 | bar: Availability G1
2025-06-14 01:00 | 30.4038 |  |  |  |  | 2720.4817 | 0 | bar: Availability G1
2025-06-14 02:00 | 29.6063 |  |  |  |  | 2720.4817 | 0 | bar: Availability G1
2025-06-14 03:00 | 30.4038 |  |  |  |  | 2720.4817 | 0 | bar: Availability G1
2025-06-14 04:00 | 33.5963 |  |  |  |  | 2720.4817 | 0 | bar: Availability G1
2025-06-14 05:00 | 30.4473 |  |  |  |  | 2720.4817 | 0 | bar: Availability G1
2025-06-14 06:00 | 33.9418 |  |  |  |  | 2720.4817 | 0 | bar: Availability G1
2025-06-14 07:00 | 33.5963 |  |  |  |  | 2720.4817 | 0 | bar: Availability G1
2025-06-14 08:00 | 30.4473 |  |  |  |  | 2720.4817 | 0 | bar: Availability G1
2025-06-14 09:00 | 30.4473 |  |  |  |  | 2720.4817 | 0 | bar: Availability G1
2025-06-14 10:00 | 28.1776 |  |  |  |  | 2720.4817 | 0 | bar: Availability G1
2025-06-14 11:00 | 30.4038 |  |  |  |  | 2720.4817 | 0 | bar: Availability G1
2025-06-14 12:00 | 30.4473 |  |  |  |  | 2720.4817 | 0 | bar: Availability G1
2025-06-14 13:00 | 30.4473 |  |  |  |  | 2720.4817 | 0 | bar: Availability G1
2025-06-14 14:00 | 27.63 |  |  |  |  | 2720.4817 | 0 | bar: Availability G1
2025-06-14 15:00 | 30.4473 |  |  |  |  | 2720.4817 | 0 | bar: Availability G1
2025-06-14 16:00 | 56.0542 |  |  |  |  | 2720.4817 | 0 | bar: Availability G1
2025-06-14 17:00 | 56.2096 |  |  |  |  | 2720.4817 | 0 | bar: Availability G1
2025-06-14 18:00 | 53.2817 |  |  |  |  | 2720.4817 | 0 | bar: Availability G1
2025-06-14 19:00 | 56.0542 |  |  |  |  | 2720.4817 | 0 | bar: Availability G1
2025-06-14 20:00 | 56.3116 |  |  |  |  | 2720.4817 | 0 | bar: Availability G1
2025-06-14 21:00 | 37.2766 |  |  |  |  | 2720.4817 | 0 | bar: Availability G1
2025-06-14 22:00 | 34.4691 |  |  |  |  | 2720.4817 | 0 | bar: Availability G1
2025-06-14 23:00 | 38.073 |  |  |  |  | 2720.4817 | 0 | bar: Availability G1
2025-06-15 | 28.5529 |  |  |  |  | 2720.4817 | 0 | bar: Availability G1
2025-06-15 01:00 | 26.9 |  |  |  |  | 2720.4817 | 0 | bar: Availability G1
2025-06-15 02:00 | 27.573 |  |  |  |  | 2720.4817 | 0 | bar: Availability G1
2025-06-15 03:00 | 27.7435 |  |  |  |  | 2720.4817 | 0 | bar: Availability G1
2025-06-15 04:00 | 28.5529 |  |  |  |  | 2720.4817 | 0 | bar: Availability G1
2025-06-15 05:00 | 30.4038 |  |  |  |  | 2720.4817 | 0 | bar: Availability G1
2025-06-15 06:00 | 27.8649 |  |  |  |  | 2720.4817 | 0 | bar: Availability G1
2025-06-15 07:00 | 27.7435 |  |  |  |  | 2720.4817 | 0 | bar: Availability G1
2025-06-15 08:00 | 29.1494 |  |  |  |  | 2720.4817 | 0 | bar: Availability G1
2025-06-15 09:00 | 27.9507 |  |  |  |  | 2720.4817 | 0 | bar: Availability G1
2025-06-15 10:00 | 28.1776 |  |  |  |  | 2720.4817 | 0 | bar: Availability G1
2025-06-15 11:00 | 29.1494 |  |  |  |  | 2720.4817 | 0 | bar: Availability G1
2025-06-15 12:00 | 30.6157 |  |  |  |  | 2720.4817 | 0 | bar: Availability G1
2025-06-15 13:00 | 56.426 |  |  |  |  | 2720.4817 | 0 | bar: Availability G1
2025-06-15 14:00 | 56.0542 |  |  |  |  | 2720.4817 | 0 | bar: Availability G1
2025-06-15 15:00 | 51.4528 |  |  |  |  | 2720.4817 | 0 | bar: Availability G1
2025-06-15 16:00 | 56.1073 |  |  |  |  | 2720.4817 | 0 | bar: Availability G1
2025-06-15 17:00 | 51.4528 |  |  |  |  | 2720.4817 | 0 | bar: Availability G1
2025-06-15 18:00 | 56.426 |  |  |  |  | 2720.4817 | 0 | bar: Availability G1
2025-06-15 19:00 | 55.7845 |  |  |  |  | 2720.4817 | 0 | bar: Availability G1
2025-06-15 20:00 | 44.9966 |  |  |  |  | 2720.4817 | 0 | bar: Availability G1
2025-06-15 21:00 | 30.4038 |  |  |  |  | 2720.4817 | 0 | bar: Availability G1
2025-06-15 22:00 | 34.4691 |  |  |  |  | 2720.4817 | 0 | bar: Availability G1
2025-06-15 23:00 | 29.6988 |  |  |  |  | 2720.4817 | 0 | bar: Availability G1
2025-06-16 | 26.1921 |  |  |  |  | 2720.4817 | 0 | bar: Availability G1
2025-06-16 01:00 | 25.9466 |  |  |  |  | 2720.4817 | 0 | bar: Availability G1
2025-06-16 02:00 | 25.9466 |  |  |  |  | 2720.4817 | 0 | bar: Availability G1
2025-06-16 03:00 | 26.1879 |  |  |  |  | 2720.4817 | 0 | bar: Availability G1
2025-06-16 04:00 | 27.7512 |  |  |  |  | 2720.4817 | 0 | bar: Availability G1
2025-06-16 05:00 | 30.3345 |  |  |  |  | 2720.4817 | 0 | bar: Availability G1
2025-06-16 06:00 | 29.6394 |  |  |  |  | 2720.4817 | 0 | bar: Availability G1
2025-06-16 07:00 | 30.4038 |  |  |  |  | 2720.4817 | 0 | bar: Availability G1
2025-06-16 08:00 | 30.4473 |  |  |  |  | 2720.4817 | 0 | bar: Availability G1
2025-06-16 09:00 | 30.4473 |  |  |  |  | 2720.4817 | 0 | bar: Availability G1
2025-06-16 10:00 | 31.6522 |  |  |  |  | 2720.4817 | 0 | bar: Availability G1
2025-06-16 11:00 | 51.4528 |  |  |  |  | 2720.4817 | 0 | bar: Availability G1
2025-06-16 12:00 | 50.7173 |  |  |  |  | 2720.4817 | 0 | bar: Availability G1
2025-06-16 13:00 | 44.9966 |  |  |  |  | 2720.4817 | 0 | bar: Availability G1
2025-06-16 14:00 | 44.9966 |  |  |  |  | 2720.4817 | 0 | bar: Availability G1
2025-06-16 15:00 | 56.1073 |  |  |  |  | 2720.4817 | 0 | bar: Availability G1
2025-06-16 16:00 | 56.0542 |  |  |  |  | 2720.4817 | 0 | bar: Availability G1
2025-06-16 17:00 | 56.1073 |  |  |  |  | 2720.4817 | 0 | bar: Availability G1
2025-06-16 18:00 | 49.283 |  |  |  |  | 2720.4817 | 0 | bar: Availability G1
2025-06-16 19:00 | 56.1073 |  |  |  |  | 2720.4817 | 0 | bar: Availability G1
2025-06-16 20:00 | 51.3964 |  |  |  |  | 2720.4817 | 0 | bar: Availability G1
2025-06-16 21:00 | 55.7845 |  |  |  |  | 2720.4817 | 0 | bar: Availability G1
2025-06-16 22:00 | 50.7173 |  |  |  |  | 2720.4817 | 0 | bar: Availability G1
2025-06-16 23:00 | 49.283 |  |  |  |  | 2720.4817 | 0 | bar: Availability G1
2025-06-17 | 39.3646 |  |  |  |  | 2720.4817 | 0 | bar: Availability G1
2025-06-17 01:00 | 28.9877 |  |  |  |  | 2720.4817 | 0 | bar: Availability G1
2025-06-17 02:00 | 28.9877 |  |  |  |  | 2720.4817 | 0 | bar: Availability G1
2025-06-17 03:00 | 28.1776 |  |  |  |  | 2720.4817 | 0 | bar: Availability G1
2025-06-17 04:00 | 28.5529 |  |  |  |  | 2720.4817 | 0 | bar: Availability G1
2025-06-17 05:00 | 30.4101 |  |  |  |  | 2720.4817 | 0 | bar: Availability G1
2025-06-17 06:00 | 30.4907 |  |  |  |  | 2720.4817 | 0 | bar: Availability G1
2025-06-17 07:00 | 30.4038 |  |  |  |  | 2720.4817 | 0 | bar: Availability G1
2025-06-17 08:00 | 30.3093 |  |  |  |  | 2720.4817 | 0 | bar: Availability G1
2025-06-17 09:00 | 30.4038 |  |  |  |  | 2720.4817 | 0 | bar: Availability G1
2025-06-17 10:00 | 27.1952 |  |  |  |  | 2720.4817 | 0 | bar: Availability G1
2025-06-17 11:00 | 27.7435 |  |  |  |  | 2720.4817 | 0 | bar: Availability G1
2025-06-17 12:00 | 27.7435 |  |  |  |  | 2720.4817 | 0 | bar: Availability G1
2025-06-17 13:00 | 27.8742 |  |  |  |  | 2720.4817 | 0 | bar: Availability G1
2025-06-17 14:00 | 29.0341 |  |  |  |  | 2720.4817 | 0 | bar: Availability G1
2025-06-17 15:00 | 30.4038 |  |  |  |  | 2720.4817 | 0 | bar: Availability G1
2025-06-17 16:00 | 31.1741 |  |  |  |  | 2720.4817 | 0 | bar: Availability G1
2025-06-17 17:00 | 38.2079 |  |  |  |  | 2720.4817 | 0 | bar: Availability G1
2025-06-17 18:00 | 44.0541 |  |  |  |  | 2720.4817 | 0 | bar: Availability G1
2025-06-17 19:00 | 44.0541 |  |  |  |  | 2720.4817 | 0 | bar: Availability G1
2025-06-17 20:00 | 43.2084 |  |  |  |  | 2720.4817 | 0 | bar: Availability G1
2025-06-17 21:00 | 30.4473 |  |  |  |  | 2720.4817 | 0 | bar: Availability G1
2025-06-17 22:00 | 30.9287 |  |  |  |  | 2720.4817 | 0 | bar: Availability G1
2025-06-17 23:00 | 33.5963 |  |  |  |  | 2720.4817 | 0 | bar: Availability G1
2025-06-18 | 27.7702 |  |  |  |  | 2720.4817 | 0 | bar: Availability G1
2025-06-18 01:00 | 27.8913 |  |  |  |  | 2720.4817 | 0 | bar: Availability G1
2025-06-18 02:00 | 26.7908 |  |  |  |  | 2720.4817 | 0 | bar: Availability G1
2025-06-18 03:00 | 26.1879 |  |  |  |  | 2720.4817 | 0 | bar: Availability G1
2025-06-18 04:00 | 27.7435 |  |  |  |  | 2720.4817 | 0 | bar: Availability G1
2025-06-18 05:00 | 31.9203 |  |  |  |  | 2720.4817 | 0 | bar: Availability G1
2025-06-18 06:00 | 29.6393 |  |  |  |  | 2720.4817 | 0 | bar: Availability G1
2025-06-18 07:00 | 28.6798 |  |  |  |  | 2720.4817 | 0 | bar: Availability G1
2025-06-18 08:00 | 29.845 |  |  |  |  | 2720.4817 | 0 | bar: Availability G1
2025-06-18 09:00 | 29.6393 |  |  |  |  | 2720.4817 | 0 | bar: Availability G1
2025-06-18 10:00 | 30.4038 |  |  |  |  | 2720.4817 | 0 | bar: Availability G1
2025-06-18 11:00 | 29.6393 |  |  |  |  | 2720.4817 | 0 | bar: Availability G1
2025-06-18 12:00 | 41.3091 |  |  |  |  | 2720.4817 | 0 | bar: Availability G1
2025-06-18 13:00 | 45.4061 |  |  |  |  | 2720.4817 | 0 | bar: Availability G1
2025-06-18 14:00 | 40.308 |  |  |  |  | 2720.4817 | 0 | bar: Availability G1
2025-06-18 15:00 | 45.8266 |  |  |  |  | 2720.4817 | 0 | bar: Availability G1
2025-06-18 16:00 | 45.8266 |  |  |  |  | 2720.4817 | 0 | bar: Availability G1
2025-06-18 17:00 | 51.314 |  |  |  |  | 2720.4817 | 0 | bar: Availability G1
2025-06-18 18:00 | 56.6381 |  |  |  |  | 2720.4817 | 0 | bar: Availability G1
2025-06-18 19:00 | 56.6381 |  |  |  |  | 2720.4817 | 0 | bar: Availability G1
2025-06-18 20:00 | 54.0615 |  |  |  |  | 2720.4817 | 0 | bar: Availability G1
2025-06-18 21:00 | 49.283 |  |  |  |  | 2720.4817 | 0 | bar: Availability G1
2025-06-18 22:00 | 44.367 |  |  |  |  | 2720.4817 | 0 | bar: Availability G1
2025-06-18 23:00 | 41.6213 |  |  |  |  | 2720.4817 | 0 | bar: Availability G1
2025-06-19 | 31.4461 |  |  |  |  | 2720.4817 | 0 | bar: Availability G1
2025-06-19 01:00 | 27.63 |  |  |  |  | 2720.4817 | 0 | bar: Availability G1
2025-06-19 02:00 | 27.7435 |  |  |  |  | 2720.4817 | 0 | bar: Availability G1
2025-06-19 03:00 | 27.834 |  |  |  |  | 2720.4817 | 0 | bar: Availability G1
2025-06-19 04:00 | 27.8742 |  |  |  |  | 2720.4817 | 0 | bar: Availability G1
2025-06-19 05:00 | 27.834 |  |  |  |  | 2720.4817 | 0 | bar: Availability G1
2025-06-19 06:00 | 27.9796 |  |  |  |  | 2720.4817 | 0 | bar: Availability G1
2025-06-19 07:00 | 30.4295 |  |  |  |  | 2720.4817 | 0 | bar: Availability G1
2025-06-19 08:00 | 30.8155 |  |  |  |  | 2720.4817 | 0 | bar: Availability G1
2025-06-19 09:00 | 33.5963 |  |  |  |  | 2720.4817 | 0 | bar: Availability G1
2025-06-19 10:00 | 56.0542 |  |  |  |  | 2720.4817 | 0 | bar: Availability G1
2025-06-19 11:00 | 50.7173 |  |  |  |  | 2720.4817 | 0 | bar: Availability G1
2025-06-19 12:00 | 57.3823 |  |  |  |  | 2720.4817 | 0 | bar: Availability G1
2025-06-19 13:00 | 56.3116 |  |  |  |  | 2720.4817 | 0 | bar: Availability G1
2025-06-19 14:00 | 57.464 |  |  |  |  | 2720.4817 | 0 | bar: Availability G1
2025-06-19 15:00 | 58.0892 |  |  |  |  | 2720.4817 | 0 | bar: Availability G1
2025-06-19 16:00 | 56.3116 |  |  |  |  | 2720.4817 | 0 | bar: Availability G1
2025-06-19 17:00 | 58.0892 |  |  |  |  | 2720.4817 | 0 | bar: Availability G1
2025-06-19 18:00 | 56.0542 |  |  |  |  | 2720.4817 | 0 | bar: Availability G1
2025-06-19 19:00 | 56.0189 |  |  |  |  | 2720.4817 | 0 | bar: Availability G1
2025-06-19 20:00 | 49.283 |  |  |  |  | 2720.4817 | 0 | bar: Availability G1
2025-06-19 21:00 | 37.6626 |  |  |  |  | 2720.4817 | 0 | bar: Availability G1
2025-06-19 22:00 | 41.3091 |  |  |  |  | 2720.4817 | 0 | bar: Availability G1
2025-06-19 23:00 | 34.4691 |  |  |  |  | 2720.4817 | 0 | bar: Availability G1
2025-06-20 | 32.1288 |  |  |  |  | 2720.4817 | 0 | bar: Availability G1
2025-06-20 01:00 | 30.4038 |  |  |  |  | 2720.4817 | 0 | bar: Availability G1
2025-06-20 02:00 | 30.3023 |  |  |  |  | 2720.4817 | 0 | bar: Availability G1
2025-06-20 03:00 | 30.4038 |  |  |  |  | 2720.4817 | 0 | bar: Availability G1
2025-06-20 04:00 | 30.4473 |  |  |  |  | 2720.4817 | 0 | bar: Availability G1
2025-06-20 05:00 | 28.1776 |  |  |  |  | 2720.4817 | 0 | bar: Availability G1
2025-06-20 06:00 | 30.0504 |  |  |  |  | 2720.4817 | 0 | bar: Availability G1
2025-06-20 07:00 | 30.4473 |  |  |  |  | 2720.4817 | 0 | bar: Availability G1
2025-06-20 08:00 | 30.4473 |  |  |  |  | 2720.4817 | 0 | bar: Availability G1
2025-06-20 09:00 | 30.4473 |  |  |  |  | 2720.4817 | 0 | bar: Availability G1
2025-06-20 10:00 | 31.0667 |  |  |  |  | 2720.4817 | 0 | bar: Availability G1
2025-06-20 11:00 | 34.0901 |  |  |  |  | 2720.4817 | 0 | bar: Availability G1
2025-06-20 12:00 | 31.0667 |  |  |  |  | 2720.4817 | 0 | bar: Availability G1
2025-06-20 13:00 | 44.9966 |  |  |  |  | 2720.4817 | 0 | bar: Availability G1
2025-06-20 14:00 | 34.5907 |  |  |  |  | 2720.4817 | 0 | bar: Availability G1
2025-06-20 15:00 | 39.8907 |  |  |  |  | 2720.4817 | 0 | bar: Availability G1
2025-06-20 16:00 | 45.0802 |  |  |  |  | 2720.4817 | 0 | bar: Availability G1
2025-06-20 17:00 | 54.0417 |  |  |  |  | 2720.4817 | 0 | bar: Availability G1
2025-06-20 18:00 | 54.0417 |  |  |  |  | 2720.4817 | 0 | bar: Availability G1
2025-06-20 19:00 | 51.6466 |  |  |  |  | 2720.4817 | 0 | bar: Availability G1
2025-06-20 20:00 | 44.9966 |  |  |  |  | 2720.4817 | 0 | bar: Availability G1
2025-06-20 21:00 | 41.3091 |  |  |  |  | 2720.4817 | 0 | bar: Availability G1
2025-06-20 22:00 | 33.2744 |  |  |  |  | 2720.4817 | 0 | bar: Availability G1
2025-06-20 23:00 | 30.718 |  |  |  |  | 2720.4817 | 0 | bar: Availability G1
2025-06-21 | 38.1378 |  |  |  |  | 2720.4817 | 0 | bar: Availability G1
2025-06-21 01:00 | 28.6352 |  |  |  |  | 2720.4817 | 0 | bar: Availability G1
2025-06-21 02:00 | 29.0341 |  |  |  |  | 2720.4817 | 0 | bar: Availability G1
2025-06-21 03:00 | 27.4885 |  |  |  |  | 2720.4817 | 0 | bar: Availability G1
2025-06-21 04:00 | 27.4251 |  |  |  |  | 2720.4817 | 0 | bar: Availability G1
2025-06-21 05:00 | 27.7435 |  |  |  |  | 2720.4817 | 0 | bar: Availability G1
2025-06-21 06:00 | 26.9754 |  |  |  |  | 2720.4817 | 0 | bar: Availability G1
2025-06-21 07:00 | 28.7859 |  |  |  |  | 2720.4817 | 0 | bar: Availability G1
2025-06-21 08:00 | 29.4517 |  |  |  |  | 2720.4817 | 0 | bar: Availability G1
2025-06-21 09:00 | 30.4038 |  |  |  |  | 2720.4817 | 0 | bar: Availability G1
2025-06-21 10:00 | 30.4907 |  |  |  |  | 2720.4817 | 0 | bar: Availability G1
2025-06-21 11:00 | 30.4907 |  |  |  |  | 2720.4817 | 0 | bar: Availability G1
2025-06-21 12:00 | 30.4907 |  |  |  |  | 2720.4817 | 0 | bar: Availability G1
2025-06-21 13:00 | 30.4473 |  |  |  |  | 2720.4817 | 0 | bar: Availability G1
2025-06-21 14:00 | 30.4473 |  |  |  |  | 2720.4817 | 0 | bar: Availability G1
2025-06-21 15:00 | 41.7627 |  |  |  |  | 2720.4817 | 0 | bar: Availability G1
2025-06-21 16:00 | 51.4528 |  |  |  |  | 2720.4817 | 0 | bar: Availability G1
2025-06-21 17:00 | 51.4528 |  |  |  |  | 2720.4817 | 0 | bar: Availability G1
2025-06-21 18:00 | 49.283 |  |  |  |  | 2720.4817 | 0 | bar: Availability G1
2025-06-21 19:00 | 50.2627 |  |  |  |  | 2720.4817 | 0 | bar: Availability G1
2025-06-21 20:00 | 36.3681 |  |  |  |  | 2720.4817 | 0 | bar: Availability G1
2025-06-21 21:00 | 35.4681 |  |  |  |  | 2720.4817 | 0 | bar: Availability G1
2025-06-21 22:00 | 38.6474 |  |  |  |  | 2720.4817 | 0 | bar: Availability G1
2025-06-21 23:00 | 44.9966 |  |  |  |  | 2720.4817 | 0 | bar: Availability G1
2025-06-22 | 27.7435 |  |  |  |  | 2720.4817 | 0 | bar: Availability G1
2025-06-22 01:00 | 26.803 |  |  |  |  | 2720.4817 | 0 | bar: Availability G1
2025-06-22 02:00 | 27.7435 |  |  |  |  | 2720.4817 | 0 | bar: Availability G1
2025-06-22 03:00 | 26.1879 |  |  |  |  | 2720.4817 | 0 | bar: Availability G1
2025-06-22 04:00 | 27.7435 |  |  |  |  | 2720.4817 | 0 | bar: Availability G1
2025-06-22 05:00 | 27.834 |  |  |  |  | 2720.4817 | 0 | bar: Availability G1
2025-06-22 06:00 | 27.834 |  |  |  |  | 2720.4817 | 0 | bar: Availability G1
2025-06-22 07:00 | 27.834 |  |  |  |  | 2720.4817 | 0 | bar: Availability G1
2025-06-22 08:00 | 29.1494 |  |  |  |  | 2720.4817 | 0 | bar: Availability G1
2025-06-22 09:00 | 29.4517 |  |  |  |  | 2720.4817 | 0 | bar: Availability G1
2025-06-22 10:00 | 30.4473 |  |  |  |  | 2720.4817 | 0 | bar: Availability G1
2025-06-22 11:00 | 30.4473 |  |  |  |  | 2720.4817 | 0 | bar: Availability G1
2025-06-22 12:00 | 30.4473 |  |  |  |  | 2720.4817 | 0 | bar: Availability G1
2025-06-22 13:00 | 34.4691 |  |  |  |  | 2720.4817 | 0 | bar: Availability G1
2025-06-22 14:00 | 44.9966 |  |  |  |  | 2720.4817 | 0 | bar: Availability G1
2025-06-22 15:00 | 33.145 |  |  |  |  | 2720.4817 | 0 | bar: Availability G1
2025-06-22 16:00 | 43.247 |  |  |  |  | 2720.4817 | 0 | bar: Availability G1
2025-06-22 17:00 | 50.7425 |  |  |  |  | 2720.4817 | 0 | bar: Availability G1
2025-06-22 18:00 | 56.0542 |  |  |  |  | 2720.4817 | 0 | bar: Availability G1
2025-06-22 19:00 | 55.5867 |  |  |  |  | 2720.4817 | 0 | bar: Availability G1
2025-06-22 20:00 | 56.0542 |  |  |  |  | 2720.4817 | 0 | bar: Availability G1
2025-06-22 21:00 | 35.6502 |  |  |  |  | 2720.4817 | 0 | bar: Availability G1
2025-06-22 22:00 | 49.283 |  |  |  |  | 2720.4817 | 0 | bar: Availability G1
2025-06-22 23:00 | 41.2958 |  |  |  |  | 2720.4817 | 0 | bar: Availability G1
2025-06-23 | 30.4038 |  |  |  |  | 2720.4817 | 0 | bar: Availability G1
2025-06-23 01:00 | 27.7435 |  |  |  |  | 2720.4817 | 0 | bar: Availability G1
2025-06-23 02:00 | 27.7435 |  |  |  |  | 2720.4817 | 0 | bar: Availability G1
2025-06-23 03:00 | 27.7435 |  |  |  |  | 2720.4817 | 0 | bar: Availability G1
2025-06-23 04:00 | 27.7435 |  |  |  |  | 2720.4817 | 0 | bar: Availability G1
2025-06-23 05:00 | 27.7435 |  |  |  |  | 2720.4817 | 0 | bar: Availability G1
2025-06-23 06:00 | 27.834 |  |  |  |  | 2720.4817 | 0 | bar: Availability G1
2025-06-23 07:00 | 28.1776 |  |  |  |  | 2720.4817 | 0 | bar: Availability G1
2025-06-23 08:00 | 30.4038 |  |  |  |  | 2720.4817 | 0 | bar: Availability G1
2025-06-23 09:00 | 38.6474 |  |  |  |  | 2720.4817 | 0 | bar: Availability G1
2025-06-23 10:00 | 51.4528 |  |  |  |  | 2720.4817 | 0 | bar: Availability G1
2025-06-23 11:00 | 33.5963 |  |  |  |  | 2720.4817 | 0 | bar: Availability G1
2025-06-23 12:00 | 51.4528 |  |  |  |  | 2720.4817 | 0 | bar: Availability G1
2025-06-23 13:00 | 44.9966 |  |  |  |  | 2720.4817 | 0 | bar: Availability G1
2025-06-23 14:00 | 44.9966 |  |  |  |  | 2720.4817 | 0 | bar: Availability G1
2025-06-23 15:00 | 50.7173 |  |  |  |  | 2720.4817 | 0 | bar: Availability G1
2025-06-23 16:00 | 50.9446 |  |  |  |  | 2720.4817 | 0 | bar: Availability G1
2025-06-23 17:00 | 56.0542 |  |  |  |  | 2720.4817 | 0 | bar: Availability G1
2025-06-23 18:00 | 56.0542 |  |  |  |  | 2720.4817 | 0 | bar: Availability G1
2025-06-23 19:00 | 56.0542 |  |  |  |  | 2720.4817 | 0 | bar: Availability G1
2025-06-23 20:00 | 56.0189 |  |  |  |  | 2720.4817 | 0 | bar: Availability G1
2025-06-23 21:00 | 46.7889 |  |  |  |  | 2720.4817 | 0 | bar: Availability G1
2025-06-23 22:00 | 42.4891 |  |  |  |  | 2720.4817 | 0 | bar: Availability G1
2025-06-23 23:00 | 44.2758 |  |  |  |  | 2720.4817 | 0 | bar: Availability G1
2025-06-24 | 38.1925 |  |  |  |  | 2720.4817 | 0 | bar: Availability G1
2025-06-24 01:00 | 35.6502 |  |  |  |  | 2720.4817 | 0 | bar: Availability G1
2025-06-24 02:00 | 34.7114 |  |  |  |  | 2720.4817 | 0 | bar: Availability G1
2025-06-24 03:00 | 32.1288 |  |  |  |  | 2720.4817 | 0 | bar: Availability G1
2025-06-24 04:00 | 38.1925 |  |  |  |  | 2720.4817 | 0 | bar: Availability G1
2025-06-24 05:00 | 31.7949 |  |  |  |  | 2720.4817 | 0 | bar: Availability G1
2025-06-24 06:00 | 31.6522 |  |  |  |  | 2720.4817 | 0 | bar: Availability G1
2025-06-24 07:00 | 30.4473 |  |  |  |  | 2720.4817 | 0 | bar: Availability G1
2025-06-24 08:00 | 30.4473 |  |  |  |  | 2720.4817 | 0 | bar: Availability G1
2025-06-24 09:00 | 32.201 |  |  |  |  | 2720.4817 | 0 | bar: Availability G1
2025-06-24 10:00 | 33.365 |  |  |  |  | 2720.4817 | 0 | bar: Availability G1
2025-06-24 11:00 | 33.365 |  |  |  |  | 2720.4817 | 0 | bar: Availability G1
2025-06-24 12:00 | 43.874 |  |  |  |  | 2720.4817 | 0 | bar: Availability G1
2025-06-24 13:00 | 48.4622 |  |  |  |  | 2720.4817 | 0 | bar: Availability G1
2025-06-24 14:00 | 52.5331 |  |  |  |  | 2720.4817 | 0 | bar: Availability G1
2025-06-24 15:00 | 56.0542 |  |  |  |  | 2720.4817 | 0 | bar: Availability G1
2025-06-24 16:00 | 57.0971 |  |  |  |  | 2720.4817 | 0 | bar: Availability G1
2025-06-24 17:00 | 58.1955 |  |  |  |  | 2720.4817 | 0 | bar: Availability G1
2025-06-24 18:00 | 57.3159 |  |  |  |  | 2720.4817 | 0 | bar: Availability G1
2025-06-24 19:00 | 56.6381 |  |  |  |  | 2720.4817 | 0 | bar: Availability G1
2025-06-24 20:00 | 51.4528 |  |  |  |  | 2720.4817 | 0 | bar: Availability G1
2025-06-24 21:00 | 49.283 |  |  |  |  | 2720.4817 | 0 | bar: Availability G1
2025-06-24 22:00 | 56.1073 |  |  |  |  | 2720.4817 | 0 | bar: Availability G1
2025-06-24 23:00 | 47.7285 |  |  |  |  | 2720.4817 | 0 | bar: Availability G1
2025-06-25 | 34.4691 |  |  |  |  | 2720.4817 | 0 | bar: Availability G1
2025-06-25 01:00 | 37.6179 |  |  |  |  | 2720.4817 | 0 | bar: Availability G1
2025-06-25 02:00 | 32.6181 |  |  |  |  | 2720.4817 | 0 | bar: Availability G1
2025-06-25 03:00 | 35.0015 |  |  |  |  | 2720.4817 | 0 | bar: Availability G1
2025-06-25 04:00 | 35.0015 |  |  |  |  | 2720.4817 | 0 | bar: Availability G1
2025-06-25 05:00 | 30.9522 |  |  |  |  | 2720.4817 | 0 | bar: Availability G1
2025-06-25 06:00 | 32.2895 |  |  |  |  | 2720.4817 | 0 | bar: Availability G1
2025-06-25 07:00 | 31.9824 |  |  |  |  | 2720.4817 | 0 | bar: Availability G1
2025-06-25 08:00 | 31.2375 |  |  |  |  | 2720.4817 | 0 | bar: Availability G1
2025-06-25 09:00 | 32.2895 |  |  |  |  | 2720.4817 | 0 | bar: Availability G1
2025-06-25 10:00 | 32.2895 |  |  |  |  | 2720.4817 | 0 | bar: Availability G1
2025-06-25 11:00 | 32.2895 |  |  |  |  | 2720.4817 | 0 | bar: Availability G1
2025-06-25 12:00 | 33.5963 |  |  |  |  | 2720.4817 | 0 | bar: Availability G1
2025-06-25 13:00 | 43.581 |  |  |  |  | 2720.4817 | 0 | bar: Availability G1
2025-06-25 14:00 | 43.874 |  |  |  |  | 2720.4817 | 0 | bar: Availability G1
2025-06-25 15:00 | 50.9446 |  |  |  |  | 2720.4817 | 0 | bar: Availability G1
2025-06-25 16:00 | 52.5331 |  |  |  |  | 2720.4817 | 0 | bar: Availability G1
2025-06-25 17:00 | 56.1073 |  |  |  |  | 2720.4817 | 0 | bar: Availability G1
2025-06-25 18:00 | 51.4528 |  |  |  |  | 2720.4817 | 0 | bar: Availability G1
2025-06-25 19:00 | 49.283 |  |  |  |  | 2720.4817 | 0 | bar: Availability G1
2025-06-25 20:00 | 46.6345 |  |  |  |  | 2720.4817 | 0 | bar: Availability G1
2025-06-25 21:00 | 51.4528 |  |  |  |  | 2720.4817 | 0 | bar: Availability G1
2025-06-25 22:00 | 51.3964 |  |  |  |  | 2720.4817 | 0 | bar: Availability G1
2025-06-25 23:00 | 44.2758 |  |  |  |  | 2720.4817 | 0 | bar: Availability G1
2025-06-26 | 49.283 |  |  |  |  | 2720.4817 | 0 | bar: Availability G1
2025-06-26 01:00 | 36.4978 |  |  |  |  | 2720.4817 | 0 | bar: Availability G1
2025-06-26 02:00 | 34.6627 |  |  |  |  | 2720.4817 | 0 | bar: Availability G1
2025-06-26 03:00 | 49.283 |  |  |  |  | 2720.4817 | 0 | bar: Availability G1
2025-06-26 04:00 | 49.283 |  |  |  |  | 2720.4817 | 0 | bar: Availability G1
2025-06-26 05:00 | 34.3925 |  |  |  |  | 2720.4817 | 0 | bar: Availability G1
2025-06-26 06:00 | 29.3756 |  |  |  |  | 2720.4817 | 0 | bar: Availability G1
2025-06-26 07:00 | 29.2264 |  |  |  |  | 2720.4817 | 0 | bar: Availability G1
2025-06-26 08:00 | 27.8414 |  |  |  |  | 2720.4817 | 0 | bar: Availability G1
2025-06-26 09:00 | 30.4038 |  |  |  |  | 2720.4817 | 0 | bar: Availability G1
2025-06-26 10:00 | 30.4038 |  |  |  |  | 2720.4817 | 0 | bar: Availability G1
2025-06-26 11:00 | 30.4038 |  |  |  |  | 2720.4817 | 0 | bar: Availability G1
2025-06-26 12:00 | 29.5828 |  |  |  |  | 2720.4817 | 0 | bar: Availability G1
2025-06-26 13:00 | 34.4691 |  |  |  |  | 2720.4817 | 0 | bar: Availability G1
2025-06-26 14:00 | 51.4528 |  |  |  |  | 2720.4817 | 0 | bar: Availability G1
2025-06-26 15:00 | 40.6018 |  |  |  |  | 2720.4817 | 0 | bar: Availability G1
2025-06-26 16:00 | 52.9352 |  |  |  |  | 2720.4817 | 0 | bar: Availability G1
2025-06-26 17:00 | 52.9352 |  |  |  |  | 2720.4817 | 0 | bar: Availability G1
2025-06-26 18:00 | 52.9352 |  |  |  |  | 2720.4817 | 0 | bar: Availability G1
2025-06-26 19:00 | 51.2175 |  |  |  |  | 2720.4817 | 0 | bar: Availability G1
2025-06-26 20:00 | 44.9966 |  |  |  |  | 2720.4817 | 0 | bar: Availability G1
2025-06-26 21:00 | 40.4172 |  |  |  |  | 2720.4817 | 0 | bar: Availability G1
2025-06-26 22:00 | 41.6456 |  |  |  |  | 2720.4817 | 0 | bar: Availability G1
2025-06-26 23:00 | 31.1858 |  |  |  |  | 2720.4817 | 0 | bar: Availability G1
2025-06-27 | 27.834 |  |  |  |  | 2720.4817 | 0 | bar: Availability G1
2025-06-27 01:00 | 27.7435 |  |  |  |  | 2720.4817 | 0 | bar: Availability G1
2025-06-27 02:00 | 27.6913 |  |  |  |  | 2720.4817 | 0 | bar: Availability G1
2025-06-27 03:00 | 27.573 |  |  |  |  | 2720.4817 | 0 | bar: Availability G1
2025-06-27 04:00 | 27.834 |  |  |  |  | 2720.4817 | 0 | bar: Availability G1
2025-06-27 05:00 | 29.0341 |  |  |  |  | 2720.4817 | 0 | bar: Availability G1
2025-06-27 06:00 | 27.834 |  |  |  |  | 2720.4817 | 0 | bar: Availability G1
2025-06-27 07:00 | 27.8742 |  |  |  |  | 2720.4817 | 0 | bar: Availability G1
2025-06-27 08:00 | 30.4038 |  |  |  |  | 2720.4817 | 0 | bar: Availability G1
2025-06-27 09:00 | 31.0667 |  |  |  |  | 2720.4817 | 0 | bar: Availability G1
2025-06-27 10:00 | 32.4943 |  |  |  |  | 2720.4817 | 0 | bar: Availability G1
2025-06-27 11:00 | 33.5159 |  |  |  |  | 2720.4817 | 0 | bar: Availability G1
2025-06-27 12:00 | 35.6947 |  |  |  |  | 2720.4817 | 0 | bar: Availability G1
2025-06-27 13:00 | 47.9396 |  |  |  |  | 2720.4817 | 0 | bar: Availability G1
2025-06-27 14:00 | 46.8694 |  |  |  |  | 2720.4817 | 0 | bar: Availability G1
2025-06-27 15:00 | 51.1639 |  |  |  |  | 2720.4817 | 0 | bar: Availability G1
2025-06-27 16:00 | 50.9446 |  |  |  |  | 2720.4817 | 0 | bar: Availability G1
2025-06-27 17:00 | 56.1073 |  |  |  |  | 2720.4817 | 0 | bar: Availability G1
2025-06-27 18:00 | 51.6466 |  |  |  |  | 2720.4817 | 0 | bar: Availability G1
2025-06-27 19:00 | 56.1073 |  |  |  |  | 2720.4817 | 0 | bar: Availability G1
2025-06-27 20:00 | 51.6466 |  |  |  |  | 2720.4817 | 0 | bar: Availability G1
2025-06-27 21:00 | 56.1073 |  |  |  |  | 2720.4817 | 0 | bar: Availability G1
2025-06-27 22:00 | 51.4528 |  |  |  |  | 2720.4817 | 0 | bar: Availability G1
2025-06-27 23:00 | 39.1357 |  |  |  |  | 2720.4817 | 0 | bar: Availability G1
2025-06-28 | 31.4461 |  |  |  |  | 2720.4817 | 0 | bar: Availability G1
2025-06-28 01:00 | 30.4038 |  |  |  |  | 2720.4817 | 0 | bar: Availability G1
2025-06-28 02:00 | 33.5963 |  |  |  |  | 2720.4817 | 0 | bar: Availability G1
2025-06-28 03:00 | 30.4038 |  |  |  |  | 2720.4817 | 0 | bar: Availability G1
2025-06-28 04:00 | 30.4473 |  |  |  |  | 2720.4817 | 0 | bar: Availability G1
2025-06-28 05:00 | 28.2169 |  |  |  |  | 2720.4817 | 0 | bar: Availability G1
2025-06-28 06:00 | 30.4038 |  |  |  |  | 2720.4817 | 0 | bar: Availability G1
2025-06-28 07:00 | 30.2589 |  |  |  |  | 2720.4817 | 0 | bar: Availability G1
2025-06-28 08:00 | 30.4473 |  |  |  |  | 2720.4817 | 0 | bar: Availability G1
2025-06-28 09:00 | 30.8155 |  |  |  |  | 2720.4817 | 0 | bar: Availability G1
2025-06-28 10:00 | 31.0667 |  |  |  |  | 2720.4817 | 0 | bar: Availability G1
2025-06-28 11:00 | 32.0458 |  |  |  |  | 2720.4817 | 0 | bar: Availability G1
2025-06-28 12:00 | 33.5963 |  |  |  |  | 2720.4817 | 0 | bar: Availability G1
2025-06-28 13:00 | 49.283 |  |  |  |  | 2720.4817 | 0 | bar: Availability G1
2025-06-28 14:00 | 43.9362 |  |  |  |  | 2720.4817 | 0 | bar: Availability G1
2025-06-28 15:00 | 54.3524 |  |  |  |  | 2720.4817 | 0 | bar: Availability G1
2025-06-28 16:00 | 57.3823 |  |  |  |  | 2720.4817 | 0 | bar: Availability G1
2025-06-28 17:00 | 58.0892 |  |  |  |  | 2720.4817 | 0 | bar: Availability G1
2025-06-28 18:00 | 58.1195 |  |  |  |  | 2720.4817 | 0 | bar: Availability G1
2025-06-28 19:00 | 58.0443 |  |  |  |  | 2720.4817 | 0 | bar: Availability G1
2025-06-28 20:00 | 57.464 |  |  |  |  | 2720.4817 | 0 | bar: Availability G1
2025-06-28 21:00 | 56.6381 |  |  |  |  | 2720.4817 | 0 | bar: Availability G1
2025-06-28 22:00 | 46.0367 |  |  |  |  | 2720.4817 | 0 | bar: Availability G1
2025-06-28 23:00 | 41.3324 |  |  |  |  | 2720.4817 | 0 | bar: Availability G1
2025-06-29 | 30.4038 |  |  |  |  | 2720.4817 | 0 | bar: Availability G1
2025-06-29 01:00 | 29.9501 |  |  |  |  | 2720.4817 | 0 | bar: Availability G1
2025-06-29 02:00 | 30.4038 |  |  |  |  | 2720.4817 | 0 | bar: Availability G1
2025-06-29 03:00 | 29.7902 |  |  |  |  | 2720.4817 | 0 | bar: Availability G1
2025-06-29 04:00 | 29.7902 |  |  |  |  | 2720.4817 | 0 | bar: Availability G1
2025-06-29 05:00 | 29.7902 |  |  |  |  | 2720.4817 | 0 | bar: Availability G1
2025-06-29 06:00 | 30.4101 |  |  |  |  | 2720.4817 | 0 | bar: Availability G1
2025-06-29 07:00 | 29.7902 |  |  |  |  | 2720.4817 | 0 | bar: Availability G1
2025-06-29 08:00 | 30.4038 |  |  |  |  | 2720.4817 | 0 | bar: Availability G1
2025-06-29 09:00 | 30.4473 |  |  |  |  | 2720.4817 | 0 | bar: Availability G1
2025-06-29 10:00 | 32.1129 |  |  |  |  | 2720.4817 | 0 | bar: Availability G1
2025-06-29 11:00 | 44.9966 |  |  |  |  | 2720.4817 | 0 | bar: Availability G1
2025-06-29 12:00 | 39.5678 |  |  |  |  | 2720.4817 | 0 | bar: Availability G1
2025-06-29 13:00 | 44.9966 |  |  |  |  | 2720.4817 | 0 | bar: Availability G1
2025-06-29 14:00 | 56.1073 |  |  |  |  | 2720.4817 | 0 | bar: Availability G1
2025-06-29 15:00 | 56.1073 |  |  |  |  | 2720.4817 | 0 | bar: Availability G1
2025-06-29 16:00 | 57.464 |  |  |  |  | 2720.4817 | 0 | bar: Availability G1
2025-06-29 17:00 | 58.1955 |  |  |  |  | 2720.4817 | 0 | bar: Availability G1
2025-06-29 18:00 | 58.2077 |  |  |  |  | 2720.4817 | 0 | bar: Availability G1
2025-06-29 19:00 | 58.0443 |  |  |  |  | 2720.4817 | 0 | bar: Availability G1
2025-06-29 20:00 | 49.283 |  |  |  |  | 2720.4817 | 0 | bar: Availability G1
2025-06-29 21:00 | 51.4528 |  |  |  |  | 2720.4817 | 0 | bar: Availability G1
2025-06-29 22:00 | 51.4528 |  |  |  |  | 2720.4817 | 0 | bar: Availability G1
2025-06-29 23:00 | 41.2958 |  |  |  |  | 2720.4817 | 0 | bar: Availability G1
2025-06-30 | 31.0667 |  |  |  |  | 2720.4817 | 0 | bar: Availability G1
2025-06-30 01:00 | 27.8742 |  |  |  |  | 2720.4817 | 0 | bar: Availability G1
2025-06-30 02:00 | 27.8742 |  |  |  |  | 2720.4817 | 0 | bar: Availability G1
2025-06-30 03:00 | 28.1619 |  |  |  |  | 2720.4817 | 0 | bar: Availability G1
2025-06-30 04:00 | 30.4038 |  |  |  |  | 2720.4817 | 0 | bar: Availability G1
2025-06-30 05:00 | 27.834 |  |  |  |  | 2720.4817 | 0 | bar: Availability G1
2025-06-30 06:00 | 30.3345 |  |  |  |  | 2720.4817 | 0 | bar: Availability G1
2025-06-30 07:00 | 30.0504 |  |  |  |  | 2720.4817 | 0 | bar: Availability G1
2025-06-30 08:00 | 30.4473 |  |  |  |  | 2720.4817 | 0 | bar: Availability G1
2025-06-30 09:00 | 30.6157 |  |  |  |  | 2720.4817 | 0 | bar: Availability G1
2025-06-30 10:00 | 30.9881 |  |  |  |  | 2720.4817 | 0 | bar: Availability G1
2025-06-30 11:00 | 35.6502 |  |  |  |  | 2720.4817 | 0 | bar: Availability G1
2025-06-30 12:00 | 50.7173 |  |  |  |  | 2720.4817 | 0 | bar: Availability G1
2025-06-30 13:00 | 51.4528 |  |  |  |  | 2720.4817 | 0 | bar: Availability G1
2025-06-30 14:00 | 44.9966 |  |  |  |  | 2720.4817 | 0 | bar: Availability G1
2025-06-30 15:00 | 50.7173 |  |  |  |  | 2720.4817 | 0 | bar: Availability G1
2025-06-30 16:00 | 47.4878 |  |  |  |  | 2720.4817 | 0 | bar: Availability G1
2025-06-30 17:00 | 51.4528 |  |  |  |  | 2720.4817 | 0 | bar: Availability G1
2025-06-30 18:00 | 51.4528 |  |  |  |  | 2720.4817 | 0 | bar: Availability G1
2025-06-30 19:00 | 51.3636 |  |  |  |  | 2720.4817 | 0 | bar: Availability G1
2025-06-30 20:00 | 49.283 |  |  |  |  | 2720.4817 | 0 | bar: Availability G1
2025-06-30 21:00 | 35.0167 |  |  |  |  | 2720.4817 | 0 | bar: Availability G1
2025-06-30 22:00 | 32.1703 |  |  |  |  | 2720.4817 | 0 | bar: Availability G1
2025-06-30 23:00 | 30.4038 |  |  |  |  | 2720.4817 | 0 | bar: Availability G1
2025-07-01 | 28.9877 |  |  |  |  | 2866.9948 | 0 | bar: Availability G1
2025-07-01 01:00 | 27.1843 |  |  |  |  | 2866.9948 | 0 | bar: Availability G1
2025-07-01 02:00 | 27.6965 |  |  |  |  | 2866.9948 | 0 | bar: Availability G1
2025-07-01 03:00 | 27.1843 |  |  |  |  | 2866.9948 | 0 | bar: Availability G1
2025-07-01 04:00 | 28.9877 |  |  |  |  | 2866.9948 | 0 | bar: Availability G1
2025-07-01 05:00 | 28.9877 |  |  |  |  | 2866.9948 | 0 | bar: Availability G1
2025-07-01 06:00 | 29.6412 |  |  |  |  | 2866.9948 | 0 | bar: Availability G1
2025-07-01 07:00 | 32.201 |  |  |  |  | 2866.9948 | 0 | bar: Availability G1
2025-07-01 08:00 | 32.201 |  |  |  |  | 2866.9948 | 0 | bar: Availability G1
2025-07-01 09:00 | 33.0238 |  |  |  |  | 2866.9948 | 0 | bar: Availability G1
2025-07-01 10:00 | 35.5876 |  |  |  |  | 2866.9948 | 0 | bar: Availability G1
2025-07-01 11:00 | 37.0255 |  |  |  |  | 2866.9948 | 0 | bar: Availability G1
2025-07-01 12:00 | 47.9395 |  |  |  |  | 2866.9948 | 0 | bar: Availability G1
2025-07-01 13:00 | 44.8807 |  |  |  |  | 2866.9948 | 0 | bar: Availability G1
2025-07-01 14:00 | 47.3115 |  |  |  |  | 2866.9948 | 0 | bar: Availability G1
2025-07-01 15:00 | 56.1271 |  |  |  |  | 2866.9948 | 0 | bar: Availability G1
2025-07-01 16:00 | 51.2893 |  |  |  |  | 2866.9948 | 0 | bar: Availability G1
2025-07-01 17:00 | 56.6883 |  |  |  |  | 2866.9948 | 0 | bar: Availability G1
2025-07-01 18:00 | 56.6569 |  |  |  |  | 2866.9948 | 0 | bar: Availability G1
2025-07-01 19:00 | 56.1271 |  |  |  |  | 2866.9948 | 0 | bar: Availability G1
2025-07-01 20:00 | 46.0411 |  |  |  |  | 2866.9948 | 0 | bar: Availability G1
2025-07-01 21:00 | 40.6832 |  |  |  |  | 2866.9948 | 0 | bar: Availability G1
2025-07-01 22:00 | 40.9246 |  |  |  |  | 2866.9948 | 0 | bar: Availability G1
2025-07-01 23:00 | 32.5983 |  |  |  |  | 2866.9948 | 0 | bar: Availability G1
2025-07-02 | 27.3097 |  |  |  |  | 2866.9948 | 0 | bar: Availability G1
2025-07-02 01:00 | 27.2259 |  |  |  |  | 2866.9948 | 0 | bar: Availability G1
2025-07-02 02:00 | 27.3097 |  |  |  |  | 2866.9948 | 0 | bar: Availability G1
2025-07-02 03:00 | 27.3183 |  |  |  |  | 2866.9948 | 0 | bar: Availability G1
2025-07-02 04:00 | 29.521 |  |  |  |  | 2866.9948 | 0 | bar: Availability G1
2025-07-02 05:00 | 29.521 |  |  |  |  | 2866.9948 | 0 | bar: Availability G1
2025-07-02 06:00 | 32.1703 |  |  |  |  | 2866.9948 | 0 | bar: Availability G1
2025-07-02 07:00 | 32.201 |  |  |  |  | 2866.9948 | 0 | bar: Availability G1
2025-07-02 08:00 | 33.0238 |  |  |  |  | 2866.9948 | 0 | bar: Availability G1
2025-07-02 09:00 | 35.5876 |  |  |  |  | 2866.9948 | 0 | bar: Availability G1
2025-07-02 10:00 | 43.8573 |  |  |  |  | 2866.9948 | 0 | bar: Availability G1
2025-07-02 11:00 | 43.1382 |  |  |  |  | 2866.9948 | 0 | bar: Availability G1
2025-07-02 12:00 | 47.2708 |  |  |  |  | 2866.9948 | 0 | bar: Availability G1
2025-07-02 13:00 | 49.6011 |  |  |  |  | 2866.9948 | 0 | bar: Availability G1
2025-07-02 14:00 | 45.7913 |  |  |  |  | 2866.9948 | 0 | bar: Availability G1
2025-07-02 15:00 | 53.0678 |  |  |  |  | 2866.9948 | 0 | bar: Availability G1
2025-07-02 16:00 | 54.7636 |  |  |  |  | 2866.9948 | 0 | bar: Availability G1
2025-07-02 17:00 | 55.537 |  |  |  |  | 2866.9948 | 0 | bar: Availability G1
2025-07-02 18:00 | 54.9349 |  |  |  |  | 2866.9948 | 0 | bar: Availability G1
2025-07-02 19:00 | 52.8921 |  |  |  |  | 2866.9948 | 0 | bar: Availability G1
2025-07-02 20:00 | 43.8573 |  |  |  |  | 2866.9948 | 0 | bar: Availability G1
2025-07-02 21:00 | 37.4066 |  |  |  |  | 2866.9948 | 0 | bar: Availability G1
2025-07-02 22:00 | 40.2656 |  |  |  |  | 2866.9948 | 0 | bar: Availability G1
2025-07-02 23:00 | 35.6502 |  |  |  |  | 2866.9948 | 0 | bar: Availability G1
2025-07-03 | 29.521 |  |  |  |  | 2866.9948 | 0 | bar: Availability G1
2025-07-03 01:00 | 27.0438 |  |  |  |  | 2866.9948 | 0 | bar: Availability G1
2025-07-03 02:00 | 27.0438 |  |  |  |  | 2866.9948 | 0 | bar: Availability G1
2025-07-03 03:00 | 27.0438 |  |  |  |  | 2866.9948 | 0 | bar: Availability G1
2025-07-03 04:00 | 27.0438 |  |  |  |  | 2866.9948 | 0 | bar: Availability G1
2025-07-03 05:00 | 27.3183 |  |  |  |  | 2866.9948 | 0 | bar: Availability G1
2025-07-03 06:00 | 29.6412 |  |  |  |  | 2866.9948 | 0 | bar: Availability G1
2025-07-03 07:00 | 28.3304 |  |  |  |  | 2866.9948 | 0 | bar: Availability G1
2025-07-03 08:00 | 29.6412 |  |  |  |  | 2866.9948 | 0 | bar: Availability G1
2025-07-03 09:00 | 31.0667 |  |  |  |  | 2866.9948 | 0 | bar: Availability G1
2025-07-03 10:00 | 32.201 |  |  |  |  | 2866.9948 | 0 | bar: Availability G1
2025-07-03 11:00 | 32.5983 |  |  |  |  | 2866.9948 | 0 | bar: Availability G1
2025-07-03 12:00 | 33.6822 |  |  |  |  | 2866.9948 | 0 | bar: Availability G1
2025-07-03 13:00 | 35.6502 |  |  |  |  | 2866.9948 | 0 | bar: Availability G1
2025-07-03 14:00 | 36.4676 |  |  |  |  | 2866.9948 | 0 | bar: Availability G1
2025-07-03 15:00 | 47.9395 |  |  |  |  | 2866.9948 | 0 | bar: Availability G1
2025-07-03 16:00 | 44.8807 |  |  |  |  | 2866.9948 | 0 | bar: Availability G1
2025-07-03 17:00 | 46.9697 |  |  |  |  | 2866.9948 | 0 | bar: Availability G1
2025-07-03 18:00 | 54.9349 |  |  |  |  | 2866.9948 | 0 | bar: Availability G1
2025-07-03 19:00 | 56.6341 |  |  |  |  | 2866.9948 | 0 | bar: Availability G1
2025-07-03 20:00 | 52.36 |  |  |  |  | 2866.9948 | 0 | bar: Availability G1
2025-07-03 21:00 | 40.9649 |  |  |  |  | 2866.9948 | 0 | bar: Availability G1
2025-07-03 22:00 | 37.4066 |  |  |  |  | 2866.9948 | 0 | bar: Availability G1
2025-07-03 23:00 | 35.7569 |  |  |  |  | 2866.9948 | 0 | bar: Availability G1
2025-07-04 | 30.0276 |  |  |  |  | 2866.9948 | 0 | bar: Availability G1
2025-07-04 01:00 | 29.521 |  |  |  |  | 2866.9948 | 0 | bar: Availability G1
2025-07-04 02:00 | 29.521 |  |  |  |  | 2866.9948 | 0 | bar: Availability G1
2025-07-04 03:00 | 27.3183 |  |  |  |  | 2866.9948 | 0 | bar: Availability G1
2025-07-04 04:00 | 27.8052 |  |  |  |  | 2866.9948 | 0 | bar: Availability G1
2025-07-04 05:00 | 29.521 |  |  |  |  | 2866.9948 | 0 | bar: Availability G1
2025-07-04 06:00 | 32.1703 |  |  |  |  | 2866.9948 | 0 | bar: Availability G1
2025-07-04 07:00 | 32.5983 |  |  |  |  | 2866.9948 | 0 | bar: Availability G1
2025-07-04 08:00 | 34.2492 |  |  |  |  | 2866.9948 | 0 | bar: Availability G1
2025-07-04 09:00 | 35.5876 |  |  |  |  | 2866.9948 | 0 | bar: Availability G1
2025-07-04 10:00 | 35.8795 |  |  |  |  | 2866.9948 | 0 | bar: Availability G1
2025-07-04 11:00 | 46.9697 |  |  |  |  | 2866.9948 | 0 | bar: Availability G1
2025-07-04 12:00 | 54.815 |  |  |  |  | 2866.9948 | 0 | bar: Availability G1
2025-07-04 13:00 | 56.1271 |  |  |  |  | 2866.9948 | 0 | bar: Availability G1
2025-07-04 14:00 | 56.1271 |  |  |  |  | 2866.9948 | 0 | bar: Availability G1
2025-07-04 15:00 | 56.1271 |  |  |  |  | 2866.9948 | 0 | bar: Availability G1
2025-07-04 16:00 | 55.1233 |  |  |  |  | 2866.9948 | 0 | bar: Availability G1
2025-07-04 17:00 | 56.1271 |  |  |  |  | 2866.9948 | 0 | bar: Availability G1
2025-07-04 18:00 | 56.1271 |  |  |  |  | 2866.9948 | 0 | bar: Availability G1
2025-07-04 19:00 | 56.1271 |  |  |  |  | 2866.9948 | 0 | bar: Availability G1
2025-07-04 20:00 | 49.6022 |  |  |  |  | 2866.9948 | 0 | bar: Availability G1
2025-07-04 21:00 | 43.8573 |  |  |  |  | 2866.9948 | 0 | bar: Availability G1
2025-07-04 22:00 | 35.6502 |  |  |  |  | 2866.9948 | 0 | bar: Availability G1
2025-07-04 23:00 | 35.6502 |  |  |  |  | 2866.9948 | 0 | bar: Availability G1
2025-07-05 | 29.9574 |  |  |  |  | 2866.9948 | 0 | bar: Availability G1
2025-07-05 01:00 | 29.521 |  |  |  |  | 2866.9948 | 0 | bar: Availability G1
2025-07-05 02:00 | 29.521 |  |  |  |  | 2866.9948 | 0 | bar: Availability G1
2025-07-05 03:00 | 30.3194 |  |  |  |  | 2866.9948 | 0 | bar: Availability G1
2025-07-05 04:00 | 30.8383 |  |  |  |  | 2866.9948 | 0 | bar: Availability G1
2025-07-05 05:00 | 30.2172 |  |  |  |  | 2866.9948 | 0 | bar: Availability G1
2025-07-05 06:00 | 29.6412 |  |  |  |  | 2866.9948 | 0 | bar: Availability G1
2025-07-05 07:00 | 29.521 |  |  |  |  | 2866.9948 | 0 | bar: Availability G1
2025-07-05 08:00 | 29.6412 |  |  |  |  | 2866.9948 | 0 | bar: Availability G1
2025-07-05 09:00 | 32.5983 |  |  |  |  | 2866.9948 | 0 | bar: Availability G1
2025-07-05 10:00 | 35.5876 |  |  |  |  | 2866.9948 | 0 | bar: Availability G1
2025-07-05 11:00 | 32.5983 |  |  |  |  | 2866.9948 | 0 | bar: Availability G1
2025-07-05 12:00 | 31.9085 |  |  |  |  | 2866.9948 | 0 | bar: Availability G1
2025-07-05 13:00 | 32.6014 |  |  |  |  | 2866.9948 | 0 | bar: Availability G1
2025-07-05 14:00 | 33.6822 |  |  |  |  | 2866.9948 | 0 | bar: Availability G1
2025-07-05 15:00 | 39.8764 |  |  |  |  | 2866.9948 | 0 | bar: Availability G1
2025-07-05 16:00 | 55.1233 |  |  |  |  | 2866.9948 | 0 | bar: Availability G1
2025-07-05 17:00 | 46.6353 |  |  |  |  | 2866.9948 | 0 | bar: Availability G1
2025-07-05 18:00 | 56.1271 |  |  |  |  | 2866.9948 | 0 | bar: Availability G1
2025-07-05 19:00 | 56.1271 |  |  |  |  | 2866.9948 | 0 | bar: Availability G1
2025-07-05 20:00 | 43.8573 |  |  |  |  | 2866.9948 | 0 | bar: Availability G1
2025-07-05 21:00 | 35.6258 |  |  |  |  | 2866.9948 | 0 | bar: Availability G1
2025-07-05 22:00 | 30.9524 |  |  |  |  | 2866.9948 | 0 | bar: Availability G1
2025-07-05 23:00 | 31.6607 |  |  |  |  | 2866.9948 | 0 | bar: Availability G1
2025-07-06 | 29.521 |  |  |  |  | 2866.9948 | 0 | bar: Availability G1
2025-07-06 01:00 | 28.3304 |  |  |  |  | 2866.9948 | 0 | bar: Availability G1
2025-07-06 02:00 | 31.0667 |  |  |  |  | 2866.9948 | 0 | bar: Availability G1
2025-07-06 03:00 | 31.0667 |  |  |  |  | 2866.9948 | 0 | bar: Availability G1
2025-07-06 04:00 | 31.0667 |  |  |  |  | 2866.9948 | 0 | bar: Availability G1
2025-07-06 05:00 | 31.0667 |  |  |  |  | 2866.9948 | 0 | bar: Availability G1
2025-07-06 06:00 | 27.1843 |  |  |  |  | 2866.9948 | 0 | bar: Availability G1
2025-07-06 07:00 | 27.6267 |  |  |  |  | 2866.9948 | 0 | bar: Availability G1
2025-07-06 08:00 | 28.0418 |  |  |  |  | 2866.9948 | 0 | bar: Availability G1
2025-07-06 09:00 | 28.0418 |  |  |  |  | 2866.9948 | 0 | bar: Availability G1
2025-07-06 10:00 | 28.5902 |  |  |  |  | 2866.9948 | 0 | bar: Availability G1
2025-07-06 11:00 | 30.3395 |  |  |  |  | 2866.9948 | 0 | bar: Availability G1
2025-07-06 12:00 | 29.6412 |  |  |  |  | 2866.9948 | 0 | bar: Availability G1
2025-07-06 13:00 | 29.815 |  |  |  |  | 2866.9948 | 0 | bar: Availability G1
2025-07-06 14:00 | 31.0667 |  |  |  |  | 2866.9948 | 0 | bar: Availability G1
2025-07-06 15:00 | 31.0667 |  |  |  |  | 2866.9948 | 0 | bar: Availability G1
2025-07-06 16:00 | 37.1276 |  |  |  |  | 2866.9948 | 0 | bar: Availability G1
2025-07-06 17:00 | 39.166 |  |  |  |  | 2866.9948 | 0 | bar: Availability G1
2025-07-06 18:00 | 46.9281 |  |  |  |  | 2866.9948 | 0 | bar: Availability G1
2025-07-06 19:00 | 46.9281 |  |  |  |  | 2866.9948 | 0 | bar: Availability G1
2025-07-06 20:00 | 35.5925 |  |  |  |  | 2866.9948 | 0 | bar: Availability G1
2025-07-06 21:00 | 35.6258 |  |  |  |  | 2866.9948 | 0 | bar: Availability G1
2025-07-06 22:00 | 33.145 |  |  |  |  | 2866.9948 | 0 | bar: Availability G1
2025-07-06 23:00 | 32.5983 |  |  |  |  | 2866.9948 | 0 | bar: Availability G1
2025-07-07 | 29.521 |  |  |  |  | 2866.9948 | 0 | bar: Availability G1
2025-07-07 01:00 | 27.3097 |  |  |  |  | 2866.9948 | 0 | bar: Availability G1
2025-07-07 02:00 | 26.9566 |  |  |  |  | 2866.9948 | 0 | bar: Availability G1
2025-07-07 03:00 | 26.6669 |  |  |  |  | 2866.9948 | 0 | bar: Availability G1
2025-07-07 04:00 | 27.0438 |  |  |  |  | 2866.9948 | 0 | bar: Availability G1
2025-07-07 05:00 | 27.3183 |  |  |  |  | 2866.9948 | 0 | bar: Availability G1
2025-07-07 06:00 | 28.5126 |  |  |  |  | 2866.9948 | 0 | bar: Availability G1
2025-07-07 07:00 | 27.2928 |  |  |  |  | 2866.9948 | 0 | bar: Availability G1
2025-07-07 08:00 | 28.819 |  |  |  |  | 2866.9948 | 0 | bar: Availability G1
2025-07-07 09:00 | 29.7598 |  |  |  |  | 2866.9948 | 0 | bar: Availability G1
2025-07-07 10:00 | 32.201 |  |  |  |  | 2866.9948 | 0 | bar: Availability G1
2025-07-07 11:00 | 33.6822 |  |  |  |  | 2866.9948 | 0 | bar: Availability G1
2025-07-07 12:00 | 35.3776 |  |  |  |  | 2866.9948 | 0 | bar: Availability G1
2025-07-07 13:00 | 49.6022 |  |  |  |  | 2866.9948 | 0 | bar: Availability G1
2025-07-07 14:00 | 42.7012 |  |  |  |  | 2866.9948 | 0 | bar: Availability G1
2025-07-07 15:00 | 50.3135 |  |  |  |  | 2866.9948 | 0 | bar: Availability G1
2025-07-07 16:00 | 45.0875 |  |  |  |  | 2866.9948 | 0 | bar: Availability G1
2025-07-07 17:00 | 47.9395 |  |  |  |  | 2866.9948 | 0 | bar: Availability G1
2025-07-07 18:00 | 48.3088 |  |  |  |  | 2866.9948 | 0 | bar: Availability G1
2025-07-07 19:00 | 43.8573 |  |  |  |  | 2866.9948 | 0 | bar: Availability G1
2025-07-07 20:00 | 37.1356 |  |  |  |  | 2866.9948 | 0 | bar: Availability G1
2025-07-07 21:00 | 36.8651 |  |  |  |  | 2866.9948 | 0 | bar: Availability G1
2025-07-07 22:00 | 32.201 |  |  |  |  | 2866.9948 | 0 | bar: Availability G1
2025-07-07 23:00 | 29.521 |  |  |  |  | 2866.9948 | 0 | bar: Availability G1
2025-07-08 | 27.8822 |  |  |  |  | 2866.9948 | 0 | bar: Availability G1
2025-07-08 01:00 | 26.9566 |  |  |  |  | 2866.9948 | 0 | bar: Availability G1
2025-07-08 02:00 | 26.7429 |  |  |  |  | 2866.9948 | 0 | bar: Availability G1
2025-07-08 03:00 | 26.9566 |  |  |  |  | 2866.9948 | 0 | bar: Availability G1
2025-07-08 04:00 | 26.9566 |  |  |  |  | 2866.9948 | 0 | bar: Availability G1
2025-07-08 05:00 | 27.3097 |  |  |  |  | 2866.9948 | 0 | bar: Availability G1
2025-07-08 06:00 | 27.1843 |  |  |  |  | 2866.9948 | 0 | bar: Availability G1
2025-07-08 07:00 | 27.1843 |  |  |  |  | 2866.9948 | 0 | bar: Availability G1
2025-07-08 08:00 | 29.521 |  |  |  |  | 2866.9948 | 0 | bar: Availability G1
2025-07-08 09:00 | 29.6412 |  |  |  |  | 2866.9948 | 0 | bar: Availability G1
2025-07-08 10:00 | 31.3852 |  |  |  |  | 2866.9948 | 0 | bar: Availability G1
2025-07-08 11:00 | 32.5983 |  |  |  |  | 2866.9948 | 0 | bar: Availability G1
2025-07-08 12:00 | 33.6822 |  |  |  |  | 2866.9948 | 0 | bar: Availability G1
2025-07-08 13:00 | 49.6022 |  |  |  |  | 2866.9948 | 0 | bar: Availability G1
2025-07-08 14:00 | 45.1162 |  |  |  |  | 2866.9948 | 0 | bar: Availability G1
2025-07-08 15:00 | 49.7511 |  |  |  |  | 2866.9948 | 0 | bar: Availability G1
2025-07-08 16:00 | 49.7511 |  |  |  |  | 2866.9948 | 0 | bar: Availability G1
2025-07-08 17:00 | 49.7511 |  |  |  |  | 2866.9948 | 0 | bar: Availability G1
2025-07-08 18:00 | 47.9395 |  |  |  |  | 2866.9948 | 0 | bar: Availability G1
2025-07-08 19:00 | 44.9752 |  |  |  |  | 2866.9948 | 0 | bar: Availability G1
2025-07-08 20:00 | 38.8253 |  |  |  |  | 2866.9948 | 0 | bar: Availability G1
2025-07-08 21:00 | 39.0106 |  |  |  |  | 2866.9948 | 0 | bar: Availability G1
2025-07-08 22:00 | 38.0898 |  |  |  |  | 2866.9948 | 0 | bar: Availability G1
2025-07-08 23:00 | 33.6822 |  |  |  |  | 2866.9948 | 0 | bar: Availability G1
2025-07-09 | 27.63 |  |  |  |  | 2866.9948 | 0 | bar: Availability G1
2025-07-09 01:00 | 27.0438 |  |  |  |  | 2866.9948 | 0 | bar: Availability G1
2025-07-09 02:00 | 27.0438 |  |  |  |  | 2866.9948 | 0 | bar: Availability G1
2025-07-09 03:00 | 27.63 |  |  |  |  | 2866.9948 | 0 | bar: Availability G1
2025-07-09 04:00 | 29.521 |  |  |  |  | 2866.9948 | 0 | bar: Availability G1
2025-07-09 05:00 | 29.521 |  |  |  |  | 2866.9948 | 0 | bar: Availability G1
2025-07-09 06:00 | 29.6412 |  |  |  |  | 2866.9948 | 0 | bar: Availability G1
2025-07-09 07:00 | 31.0667 |  |  |  |  | 2866.9948 | 0 | bar: Availability G1
2025-07-09 08:00 | 30.3175 |  |  |  |  | 2866.9948 | 0 | bar: Availability G1
2025-07-09 09:00 | 32.201 |  |  |  |  | 2866.9948 | 0 | bar: Availability G1
2025-07-09 10:00 | 32.4716 |  |  |  |  | 2866.9948 | 0 | bar: Availability G1
2025-07-09 11:00 | 32.5983 |  |  |  |  | 2866.9948 | 0 | bar: Availability G1
2025-07-09 12:00 | 33.1453 |  |  |  |  | 2866.9948 | 0 | bar: Availability G1
2025-07-09 13:00 | 37.4066 |  |  |  |  | 2866.9948 | 0 | bar: Availability G1
2025-07-09 14:00 | 36.7569 |  |  |  |  | 2866.9948 | 0 | bar: Availability G1
2025-07-09 15:00 | 43.8573 |  |  |  |  | 2866.9948 | 0 | bar: Availability G1
2025-07-09 16:00 | 46.6331 |  |  |  |  | 2866.9948 | 0 | bar: Availability G1
2025-07-09 17:00 | 54.4484 |  |  |  |  | 2866.9948 | 0 | bar: Availability G1
2025-07-09 18:00 | 54.9349 |  |  |  |  | 2866.9948 | 0 | bar: Availability G1
2025-07-09 19:00 | 48.668 |  |  |  |  | 2866.9948 | 0 | bar: Availability G1
2025-07-09 20:00 | 45.456 |  |  |  |  | 2866.9948 | 0 | bar: Availability G1
2025-07-09 21:00 | 34.0044 |  |  |  |  | 2866.9948 | 0 | bar: Availability G1
2025-07-09 22:00 | 35.6678 |  |  |  |  | 2866.9948 | 0 | bar: Availability G1
2025-07-09 23:00 | 44.0073 |  |  |  |  | 2866.9948 | 0 | bar: Availability G1
2025-07-10 | 32.5983 |  |  |  |  | 2866.9948 | 0 | bar: Availability G1
2025-07-10 01:00 | 29.521 |  |  |  |  | 2866.9948 | 0 | bar: Availability G1
2025-07-10 02:00 | 29.7904 |  |  |  |  | 2866.9948 | 0 | bar: Availability G1
2025-07-10 03:00 | 31.2652 |  |  |  |  | 2866.9948 | 0 | bar: Availability G1
2025-07-10 04:00 | 30.4964 |  |  |  |  | 2866.9948 | 0 | bar: Availability G1
2025-07-10 05:00 | 29.6412 |  |  |  |  | 2866.9948 | 0 | bar: Availability G1
2025-07-10 06:00 | 32.1703 |  |  |  |  | 2866.9948 | 0 | bar: Availability G1
2025-07-10 07:00 | 32.2895 |  |  |  |  | 2866.9948 | 0 | bar: Availability G1
2025-07-10 08:00 | 33.0238 |  |  |  |  | 2866.9948 | 0 | bar: Availability G1
2025-07-10 09:00 | 35.5457 |  |  |  |  | 2866.9948 | 0 | bar: Availability G1
2025-07-10 10:00 | 47.9395 |  |  |  |  | 2866.9948 | 0 | bar: Availability G1
2025-07-10 11:00 | 47.9395 |  |  |  |  | 2866.9948 | 0 | bar: Availability G1
2025-07-10 12:00 | 47.2708 |  |  |  |  | 2866.9948 | 0 | bar: Availability G1
2025-07-10 13:00 | 47.9395 |  |  |  |  | 2866.9948 | 0 | bar: Availability G1
2025-07-10 14:00 | 47.7645 |  |  |  |  | 2866.9948 | 0 | bar: Availability G1
2025-07-10 15:00 | 56.1271 |  |  |  |  | 2866.9948 | 0 | bar: Availability G1
2025-07-10 16:00 | 50.5088 |  |  |  |  | 2866.9948 | 0 | bar: Availability G1
2025-07-10 17:00 | 55.1233 |  |  |  |  | 2866.9948 | 0 | bar: Availability G1
2025-07-10 18:00 | 56.8345 |  |  |  |  | 2866.9948 | 0 | bar: Availability G1
2025-07-10 19:00 | 56.8464 |  |  |  |  | 2866.9948 | 0 | bar: Availability G1
2025-07-10 20:00 | 56.1271 |  |  |  |  | 2866.9948 | 0 | bar: Availability G1
2025-07-10 21:00 | 47.9395 |  |  |  |  | 2866.9948 | 0 | bar: Availability G1
2025-07-10 22:00 | 54.5028 |  |  |  |  | 2866.9948 | 0 | bar: Availability G1
2025-07-10 23:00 | 45.3527 |  |  |  |  | 2866.9948 | 0 | bar: Availability G1
2025-07-11 | 32.1703 |  |  |  |  | 2866.9948 | 0 | bar: Availability G1
2025-07-11 01:00 | 28.9553 |  |  |  |  | 2866.9948 | 0 | bar: Availability G1
2025-07-11 02:00 | 28.3304 |  |  |  |  | 2866.9948 | 0 | bar: Availability G1
2025-07-11 03:00 | 27.7792 |  |  |  |  | 2866.9948 | 0 | bar: Availability G1
2025-07-11 04:00 | 27.8052 |  |  |  |  | 2866.9948 | 0 | bar: Availability G1
2025-07-11 05:00 | 28.3304 |  |  |  |  | 2866.9948 | 0 | bar: Availability G1
2025-07-11 06:00 | 32.201 |  |  |  |  | 2866.9948 | 0 | bar: Availability G1
2025-07-11 07:00 | 33.0238 |  |  |  |  | 2866.9948 | 0 | bar: Availability G1
2025-07-11 08:00 | 33.0238 |  |  |  |  | 2866.9948 | 0 | bar: Availability G1
2025-07-11 09:00 | 33.3267 |  |  |  |  | 2866.9948 | 0 | bar: Availability G1
2025-07-11 10:00 | 35.6502 |  |  |  |  | 2866.9948 | 0 | bar: Availability G1
2025-07-11 11:00 | 37.06 |  |  |  |  | 2866.9948 | 0 | bar: Availability G1
2025-07-11 12:00 | 39.814 |  |  |  |  | 2866.9948 | 0 | bar: Availability G1
2025-07-11 13:00 | 46.5496 |  |  |  |  | 2866.9948 | 0 | bar: Availability G1
2025-07-11 14:00 | 49.6022 |  |  |  |  | 2866.9948 | 0 | bar: Availability G1
2025-07-11 15:00 | 49.8339 |  |  |  |  | 2866.9948 | 0 | bar: Availability G1
2025-07-11 16:00 | 49.8339 |  |  |  |  | 2866.9948 | 0 | bar: Availability G1
2025-07-11 17:00 | 49.8339 |  |  |  |  | 2866.9948 | 0 | bar: Availability G1
2025-07-11 18:00 | 47.9395 |  |  |  |  | 2866.9948 | 0 | bar: Availability G1
2025-07-11 19:00 | 47.9395 |  |  |  |  | 2866.9948 | 0 | bar: Availability G1
2025-07-11 20:00 | 46.9697 |  |  |  |  | 2866.9948 | 0 | bar: Availability G1
2025-07-11 21:00 | 38.228 |  |  |  |  | 2866.9948 | 0 | bar: Availability G1
2025-07-11 22:00 | 34.279 |  |  |  |  | 2866.9948 | 0 | bar: Availability G1
2025-07-11 23:00 | 34.933 |  |  |  |  | 2866.9948 | 0 | bar: Availability G1
2025-07-12 | 27.1843 |  |  |  |  | 2866.9948 | 0 | bar: Availability G1
2025-07-12 01:00 | 27.0438 |  |  |  |  | 2866.9948 | 0 | bar: Availability G1
2025-07-12 02:00 | 27.0438 |  |  |  |  | 2866.9948 | 0 | bar: Availability G1
2025-07-12 03:00 | 26.9875 |  |  |  |  | 2866.9948 | 0 | bar: Availability G1
2025-07-12 04:00 | 27.0438 |  |  |  |  | 2866.9948 | 0 | bar: Availability G1
2025-07-12 05:00 | 27.573 |  |  |  |  | 2866.9948 | 0 | bar: Availability G1
2025-07-12 06:00 | 27.573 |  |  |  |  | 2866.9948 | 0 | bar: Availability G1
2025-07-12 07:00 | 28.3304 |  |  |  |  | 2866.9948 | 0 | bar: Availability G1
2025-07-12 08:00 | 29.521 |  |  |  |  | 2866.9948 | 0 | bar: Availability G1
2025-07-12 09:00 | 30.6572 |  |  |  |  | 2866.9948 | 0 | bar: Availability G1
2025-07-12 10:00 | 31.9085 |  |  |  |  | 2866.9948 | 0 | bar: Availability G1
2025-07-12 11:00 | 33.6822 |  |  |  |  | 2866.9948 | 0 | bar: Availability G1
2025-07-12 12:00 | 31.9085 |  |  |  |  | 2866.9948 | 0 | bar: Availability G1
2025-07-12 13:00 | 32.883 |  |  |  |  | 2866.9948 | 0 | bar: Availability G1
2025-07-12 14:00 | 32.883 |  |  |  |  | 2866.9948 | 0 | bar: Availability G1
2025-07-12 15:00 | 33.145 |  |  |  |  | 2866.9948 | 0 | bar: Availability G1
2025-07-12 16:00 | 36.1523 |  |  |  |  | 2866.9948 | 0 | bar: Availability G1
2025-07-12 17:00 | 38.0579 |  |  |  |  | 2866.9948 | 0 | bar: Availability G1
2025-07-12 18:00 | 33.1468 |  |  |  |  | 2866.9948 | 0 | bar: Availability G1
2025-07-12 19:00 | 42.0253 |  |  |  |  | 2866.9948 | 0 | bar: Availability G1
2025-07-12 20:00 | 42.0253 |  |  |  |  | 2866.9948 | 0 | bar: Availability G1
2025-07-12 21:00 | 35.4413 |  |  |  |  | 2866.9948 | 0 | bar: Availability G1
2025-07-12 22:00 | 32.0066 |  |  |  |  | 2866.9948 | 0 | bar: Availability G1
2025-07-12 23:00 | 34.0249 |  |  |  |  | 2866.9948 | 0 | bar: Availability G1
2025-07-13 | 28.3304 |  |  |  |  | 2866.9948 | 0 | bar: Availability G1
2025-07-13 01:00 | 27.0438 |  |  |  |  | 2866.9948 | 0 | bar: Availability G1
2025-07-13 02:00 | 27.0438 |  |  |  |  | 2866.9948 | 0 | bar: Availability G1
2025-07-13 03:00 | 27.0438 |  |  |  |  | 2866.9948 | 0 | bar: Availability G1
2025-07-13 04:00 | 27.0438 |  |  |  |  | 2866.9948 | 0 | bar: Availability G1
2025-07-13 05:00 | 27.1843 |  |  |  |  | 2866.9948 | 0 | bar: Availability G1
2025-07-13 06:00 | 27.0438 |  |  |  |  | 2866.9948 | 0 | bar: Availability G1
2025-07-13 07:00 | 27.0438 |  |  |  |  | 2866.9948 | 0 | bar: Availability G1
2025-07-13 08:00 | 27.6267 |  |  |  |  | 2866.9948 | 0 | bar: Availability G1
2025-07-13 09:00 | 28.5902 |  |  |  |  | 2866.9948 | 0 | bar: Availability G1
2025-07-13 10:00 | 29.521 |  |  |  |  | 2866.9948 | 0 | bar: Availability G1
2025-07-13 11:00 | 28.3568 |  |  |  |  | 2866.9948 | 0 | bar: Availability G1
2025-07-13 12:00 | 27.573 |  |  |  |  | 2866.9948 | 0 | bar: Availability G1
2025-07-13 13:00 | 28.819 |  |  |  |  | 2866.9948 | 0 | bar: Availability G1
2025-07-13 14:00 | 32.5983 |  |  |  |  | 2866.9948 | 0 | bar: Availability G1
2025-07-13 15:00 | 29.6412 |  |  |  |  | 2866.9948 | 0 | bar: Availability G1
2025-07-13 16:00 | 35.014 |  |  |  |  | 2866.9948 | 0 | bar: Availability G1
2025-07-13 17:00 | 43.7587 |  |  |  |  | 2866.9948 | 0 | bar: Availability G1
2025-07-13 18:00 | 50.3135 |  |  |  |  | 2866.9948 | 0 | bar: Availability G1
2025-07-13 19:00 | 47.9395 |  |  |  |  | 2866.9948 | 0 | bar: Availability G1
2025-07-13 20:00 | 43.9459 |  |  |  |  | 2866.9948 | 0 | bar: Availability G1
2025-07-13 21:00 | 35.3776 |  |  |  |  | 2866.9948 | 0 | bar: Availability G1
2025-07-13 22:00 | 32.5983 |  |  |  |  | 2866.9948 | 0 | bar: Availability G1
2025-07-13 23:00 | 50.3135 |  |  |  |  | 2866.9948 | 0 | bar: Availability G1
2025-07-14 | 26.9566 |  |  |  |  | 2866.9948 | 0 | bar: Availability G1
2025-07-14 01:00 | 26.6669 |  |  |  |  | 2866.9948 | 0 | bar: Availability G1
2025-07-14 02:00 | 26.6669 |  |  |  |  | 2866.9948 | 0 | bar: Availability G1
2025-07-14 03:00 | 27.63 |  |  |  |  | 2866.9948 | 0 | bar: Availability G1
2025-07-14 04:00 | 29.521 |  |  |  |  | 2866.9948 | 0 | bar: Availability G1
2025-07-14 05:00 | 29.521 |  |  |  |  | 2866.9948 | 0 | bar: Availability G1
2025-07-14 06:00 | 27.3183 |  |  |  |  | 2866.9948 | 0 | bar: Availability G1
2025-07-14 07:00 | 29.521 |  |  |  |  | 2866.9948 | 0 | bar: Availability G1
2025-07-14 08:00 | 30.0504 |  |  |  |  | 2866.9948 | 0 | bar: Availability G1
2025-07-14 09:00 | 31.2302 |  |  |  |  | 2866.9948 | 0 | bar: Availability G1
2025-07-14 10:00 | 32.4682 |  |  |  |  | 2866.9948 | 0 | bar: Availability G1
2025-07-14 11:00 | 32.5983 |  |  |  |  | 2866.9948 | 0 | bar: Availability G1
2025-07-14 12:00 | 49.6022 |  |  |  |  | 2866.9948 | 0 | bar: Availability G1
2025-07-14 13:00 | 55.1233 |  |  |  |  | 2866.9948 | 0 | bar: Availability G1
2025-07-14 14:00 | 43.1382 |  |  |  |  | 2866.9948 | 0 | bar: Availability G1
2025-07-14 15:00 | 50.3135 |  |  |  |  | 2866.9948 | 0 | bar: Availability G1
2025-07-14 16:00 | 49.6011 |  |  |  |  | 2866.9948 | 0 | bar: Availability G1
2025-07-14 17:00 | 52.2376 |  |  |  |  | 2866.9948 | 0 | bar: Availability G1
2025-07-14 18:00 | 56.1271 |  |  |  |  | 2866.9948 | 0 | bar: Availability G1
2025-07-14 19:00 | 56.7318 |  |  |  |  | 2866.9948 | 0 | bar: Availability G1
2025-07-14 20:00 | 55.1233 |  |  |  |  | 2866.9948 | 0 | bar: Availability G1
2025-07-14 21:00 | 45.7497 |  |  |  |  | 2866.9948 | 0 | bar: Availability G1
2025-07-14 22:00 | 47.9395 |  |  |  |  | 2866.9948 | 0 | bar: Availability G1
2025-07-14 23:00 | 42.4796 |  |  |  |  | 2866.9948 | 0 | bar: Availability G1
2025-07-15 | 28.9877 |  |  |  |  | 2866.9948 | 0 | bar: Availability G1
2025-07-15 01:00 | 27.0438 |  |  |  |  | 2866.9948 | 0 | bar: Availability G1
2025-07-15 02:00 | 27.0438 |  |  |  |  | 2866.9948 | 0 | bar: Availability G1
2025-07-15 03:00 | 27.3097 |  |  |  |  | 2866.9948 | 0 | bar: Availability G1
2025-07-15 04:00 | 28.9877 |  |  |  |  | 2866.9948 | 0 | bar: Availability G1
2025-07-15 05:00 | 30.2172 |  |  |  |  | 2866.9948 | 0 | bar: Availability G1
2025-07-15 06:00 | 32.1703 |  |  |  |  | 2866.9948 | 0 | bar: Availability G1
2025-07-15 07:00 | 31.0667 |  |  |  |  | 2866.9948 | 0 | bar: Availability G1
2025-07-15 08:00 | 32.201 |  |  |  |  | 2866.9948 | 0 | bar: Availability G1
2025-07-15 09:00 | 33.0238 |  |  |  |  | 2866.9948 | 0 | bar: Availability G1
2025-07-15 10:00 | 32.5983 |  |  |  |  | 2866.9948 | 0 | bar: Availability G1
2025-07-15 11:00 | 33.6822 |  |  |  |  | 2866.9948 | 0 | bar: Availability G1
2025-07-15 12:00 | 42.4988 |  |  |  |  | 2866.9948 | 0 | bar: Availability G1
2025-07-15 13:00 | 43.1382 |  |  |  |  | 2866.9948 | 0 | bar: Availability G1
2025-07-15 14:00 | 37.4066 |  |  |  |  | 2866.9948 | 0 | bar: Availability G1
2025-07-15 15:00 | 47.3115 |  |  |  |  | 2866.9948 | 0 | bar: Availability G1
2025-07-15 16:00 | 47.9395 |  |  |  |  | 2866.9948 | 0 | bar: Availability G1
2025-07-15 17:00 | 49.2884 |  |  |  |  | 2866.9948 | 0 | bar: Availability G1
2025-07-15 18:00 | 50.3135 |  |  |  |  | 2866.9948 | 0 | bar: Availability G1
2025-07-15 19:00 | 52.0961 |  |  |  |  | 2866.9948 | 0 | bar: Availability G1
2025-07-15 20:00 | 50.3135 |  |  |  |  | 2866.9948 | 0 | bar: Availability G1
2025-07-15 21:00 | 43.0197 |  |  |  |  | 2866.9948 | 0 | bar: Availability G1
2025-07-15 22:00 | 33.145 |  |  |  |  | 2866.9948 | 0 | bar: Availability G1
2025-07-15 23:00 | 46.793 |  |  |  |  | 2866.9948 | 0 | bar: Availability G1
2025-07-16 | 32.4256 |  |  |  |  | 2866.9948 | 0 | bar: Availability G1
2025-07-16 01:00 | 32.1545 |  |  |  |  | 2866.9948 | 0 | bar: Availability G1
2025-07-16 02:00 | 29.5017 |  |  |  |  | 2866.9948 | 0 | bar: Availability G1
2025-07-16 03:00 | 27.3183 |  |  |  |  | 2866.9948 | 0 | bar: Availability G1
2025-07-16 04:00 | 29.5508 |  |  |  |  | 2866.9948 | 0 | bar: Availability G1
2025-07-16 05:00 | 32.1703 |  |  |  |  | 2866.9948 | 0 | bar: Availability G1
2025-07-16 06:00 | 33.0238 |  |  |  |  | 2866.9948 | 0 | bar: Availability G1
2025-07-16 07:00 | 32.5983 |  |  |  |  | 2866.9948 | 0 | bar: Availability G1
2025-07-16 08:00 | 34.8267 |  |  |  |  | 2866.9948 | 0 | bar: Availability G1
2025-07-16 09:00 | 36.1692 |  |  |  |  | 2866.9948 | 0 | bar: Availability G1
2025-07-16 10:00 | 36.1692 |  |  |  |  | 2866.9948 | 0 | bar: Availability G1
2025-07-16 11:00 | 42.7126 |  |  |  |  | 2866.9948 | 0 | bar: Availability G1
2025-07-16 12:00 | 42.7126 |  |  |  |  | 2866.9948 | 0 | bar: Availability G1
2025-07-16 13:00 | 43.8573 |  |  |  |  | 2866.9948 | 0 | bar: Availability G1
2025-07-16 14:00 | 47.9395 |  |  |  |  | 2866.9948 | 0 | bar: Availability G1
2025-07-16 15:00 | 54.5028 |  |  |  |  | 2866.9948 | 0 | bar: Availability G1
2025-07-16 16:00 | 56.6883 |  |  |  |  | 2866.9948 | 0 | bar: Availability G1
2025-07-16 17:00 | 57.0361 |  |  |  |  | 2866.9948 | 0 | bar: Availability G1
2025-07-16 18:00 | 56.7318 |  |  |  |  | 2866.9948 | 0 | bar: Availability G1
2025-07-16 19:00 | 56.7766 |  |  |  |  | 2866.9948 | 0 | bar: Availability G1
2025-07-16 20:00 | 54.7636 |  |  |  |  | 2866.9948 | 0 | bar: Availability G1
2025-07-16 21:00 | 47.9395 |  |  |  |  | 2866.9948 | 0 | bar: Availability G1
2025-07-16 22:00 | 45.5566 |  |  |  |  | 2866.9948 | 0 | bar: Availability G1
2025-07-16 23:00 | 42.4364 |  |  |  |  | 2866.9948 | 0 | bar: Availability G1
2025-07-17 | 32.6816 |  |  |  |  | 2866.9948 | 0 | bar: Availability G1
2025-07-17 01:00 | 29.5863 |  |  |  |  | 2866.9948 | 0 | bar: Availability G1
2025-07-17 02:00 | 30.2172 |  |  |  |  | 2866.9948 | 0 | bar: Availability G1
2025-07-17 03:00 | 29.521 |  |  |  |  | 2866.9948 | 0 | bar: Availability G1
2025-07-17 04:00 | 32.2999 |  |  |  |  | 2866.9948 | 0 | bar: Availability G1
2025-07-17 05:00 | 39.1056 |  |  |  |  | 2866.9948 | 0 | bar: Availability G1
2025-07-17 06:00 | 35.6502 |  |  |  |  | 2866.9948 | 0 | bar: Availability G1
2025-07-17 07:00 | 33.0238 |  |  |  |  | 2866.9948 | 0 | bar: Availability G1
2025-07-17 08:00 | 34.2492 |  |  |  |  | 2866.9948 | 0 | bar: Availability G1
2025-07-17 09:00 | 35.6502 |  |  |  |  | 2866.9948 | 0 | bar: Availability G1
2025-07-17 10:00 | 36.8345 |  |  |  |  | 2866.9948 | 0 | bar: Availability G1
2025-07-17 11:00 | 43.1382 |  |  |  |  | 2866.9948 | 0 | bar: Availability G1
2025-07-17 12:00 | 43.8573 |  |  |  |  | 2866.9948 | 0 | bar: Availability G1
2025-07-17 13:00 | 43.8573 |  |  |  |  | 2866.9948 | 0 | bar: Availability G1
2025-07-17 14:00 | 50.428 |  |  |  |  | 2866.9948 | 0 | bar: Availability G1
2025-07-17 15:00 | 55.1233 |  |  |  |  | 2866.9948 | 0 | bar: Availability G1
2025-07-17 16:00 | 54.6041 |  |  |  |  | 2866.9948 | 0 | bar: Availability G1
2025-07-17 17:00 | 56.7318 |  |  |  |  | 2866.9948 | 0 | bar: Availability G1
2025-07-17 18:00 | 55.537 |  |  |  |  | 2866.9948 | 0 | bar: Availability G1
2025-07-17 19:00 | 56.1271 |  |  |  |  | 2866.9948 | 0 | bar: Availability G1
2025-07-17 20:00 | 49.6022 |  |  |  |  | 2866.9948 | 0 | bar: Availability G1
2025-07-17 21:00 | 43.8573 |  |  |  |  | 2866.9948 | 0 | bar: Availability G1
2025-07-17 22:00 | 44.0386 |  |  |  |  | 2866.9948 | 0 | bar: Availability G1
2025-07-17 23:00 | 43.8573 |  |  |  |  | 2866.9948 | 0 | bar: Availability G1
2025-07-18 | 32.1703 |  |  |  |  | 2866.9948 | 0 | bar: Availability G1
2025-07-18 01:00 | 29.521 |  |  |  |  | 2866.9948 | 0 | bar: Availability G1
2025-07-18 02:00 | 28.9877 |  |  |  |  | 2866.9948 | 0 | bar: Availability G1
2025-07-18 03:00 | 29.2273 |  |  |  |  | 2866.9948 | 0 | bar: Availability G1
2025-07-18 04:00 | 31.102 |  |  |  |  | 2866.9948 | 0 | bar: Availability G1
2025-07-18 05:00 | 32.5983 |  |  |  |  | 2866.9948 | 0 | bar: Availability G1
2025-07-18 06:00 | 32.1703 |  |  |  |  | 2866.9948 | 0 | bar: Availability G1
2025-07-18 07:00 | 33.0238 |  |  |  |  | 2866.9948 | 0 | bar: Availability G1
2025-07-18 08:00 | 34.647 |  |  |  |  | 2866.9948 | 0 | bar: Availability G1
2025-07-18 09:00 | 33.6822 |  |  |  |  | 2866.9948 | 0 | bar: Availability G1
2025-07-18 10:00 | 37.06 |  |  |  |  | 2866.9948 | 0 | bar: Availability G1
2025-07-18 11:00 | 45.5688 |  |  |  |  | 2866.9948 | 0 | bar: Availability G1
2025-07-18 12:00 | 48.2301 |  |  |  |  | 2866.9948 | 0 | bar: Availability G1
2025-07-18 13:00 | 49.3338 |  |  |  |  | 2866.9948 | 0 | bar: Availability G1
2025-07-18 14:00 | 50.4758 |  |  |  |  | 2866.9948 | 0 | bar: Availability G1
2025-07-18 15:00 | 50.3135 |  |  |  |  | 2866.9948 | 0 | bar: Availability G1
2025-07-18 16:00 | 43.8573 |  |  |  |  | 2866.9948 | 0 | bar: Availability G1
2025-07-18 17:00 | 47.9395 |  |  |  |  | 2866.9948 | 0 | bar: Availability G1
2025-07-18 18:00 | 50.479 |  |  |  |  | 2866.9948 | 0 | bar: Availability G1
2025-07-18 19:00 | 49.7219 |  |  |  |  | 2866.9948 | 0 | bar: Availability G1
2025-07-18 20:00 | 45.7911 |  |  |  |  | 2866.9948 | 0 | bar: Availability G1
2025-07-18 21:00 | 35.6502 |  |  |  |  | 2866.9948 | 0 | bar: Availability G1
2025-07-18 22:00 | 43.8573 |  |  |  |  | 2866.9948 | 0 | bar: Availability G1
2025-07-18 23:00 | 44.7181 |  |  |  |  | 2866.9948 | 0 | bar: Availability G1
2025-07-19 | 30.1341 |  |  |  |  | 2866.9948 | 0 | bar: Availability G1
2025-07-19 01:00 | 29.521 |  |  |  |  | 2866.9948 | 0 | bar: Availability G1
2025-07-19 02:00 | 27.573 |  |  |  |  | 2866.9948 | 0 | bar: Availability G1
2025-07-19 03:00 | 29.521 |  |  |  |  | 2866.9948 | 0 | bar: Availability G1
2025-07-19 04:00 | 27.8052 |  |  |  |  | 2866.9948 | 0 | bar: Availability G1
2025-07-19 05:00 | 27.8052 |  |  |  |  | 2866.9948 | 0 | bar: Availability G1
2025-07-19 06:00 | 31.0667 |  |  |  |  | 2866.9948 | 0 | bar: Availability G1
2025-07-19 07:00 | 30.0504 |  |  |  |  | 2866.9948 | 0 | bar: Availability G1
2025-07-19 08:00 | 30.2172 |  |  |  |  | 2866.9948 | 0 | bar: Availability G1
2025-07-19 09:00 | 31.3123 |  |  |  |  | 2866.9948 | 0 | bar: Availability G1
2025-07-19 10:00 | 35.8795 |  |  |  |  | 2866.9948 | 0 | bar: Availability G1
2025-07-19 11:00 | 44.8807 |  |  |  |  | 2866.9948 | 0 | bar: Availability G1
2025-07-19 12:00 | 37.06 |  |  |  |  | 2866.9948 | 0 | bar: Availability G1
2025-07-19 13:00 | 37.4191 |  |  |  |  | 2866.9948 | 0 | bar: Availability G1
2025-07-19 14:00 | 35.6258 |  |  |  |  | 2866.9948 | 0 | bar: Availability G1
2025-07-19 15:00 | 31.1741 |  |  |  |  | 2866.9948 | 0 | bar: Availability G1
2025-07-19 16:00 | 32.1703 |  |  |  |  | 2866.9948 | 0 | bar: Availability G1
2025-07-19 17:00 | 40.1224 |  |  |  |  | 2866.9948 | 0 | bar: Availability G1
2025-07-19 18:00 | 47.708 |  |  |  |  | 2866.9948 | 0 | bar: Availability G1
2025-07-19 19:00 | 50.4583 |  |  |  |  | 2866.9948 | 0 | bar: Availability G1
2025-07-19 20:00 | 47.9395 |  |  |  |  | 2866.9948 | 0 | bar: Availability G1
2025-07-19 21:00 | 37.3391 |  |  |  |  | 2866.9948 | 0 | bar: Availability G1
2025-07-19 22:00 | 32.0066 |  |  |  |  | 2866.9948 | 0 | bar: Availability G1
2025-07-19 23:00 | 29.521 |  |  |  |  | 2866.9948 | 0 | bar: Availability G1
2025-07-20 | 27.2259 |  |  |  |  | 2866.9948 | 0 | bar: Availability G1
2025-07-20 01:00 | 27.1843 |  |  |  |  | 2866.9948 | 0 | bar: Availability G1
2025-07-20 02:00 | 26.9875 |  |  |  |  | 2866.9948 | 0 | bar: Availability G1
2025-07-20 03:00 | 26.9397 |  |  |  |  | 2866.9948 | 0 | bar: Availability G1
2025-07-20 04:00 | 25.819 |  |  |  |  | 2866.9948 | 0 | bar: Availability G1
2025-07-20 05:00 | 26.9566 |  |  |  |  | 2866.9948 | 0 | bar: Availability G1
2025-07-20 06:00 | 26.9566 |  |  |  |  | 2866.9948 | 0 | bar: Availability G1
2025-07-20 07:00 | 26.9566 |  |  |  |  | 2866.9948 | 0 | bar: Availability G1
2025-07-20 08:00 | 26.9566 |  |  |  |  | 2866.9948 | 0 | bar: Availability G1
2025-07-20 09:00 | 27.0438 |  |  |  |  | 2866.9948 | 0 | bar: Availability G1
2025-07-20 10:00 | 28.3304 |  |  |  |  | 2866.9948 | 0 | bar: Availability G1
2025-07-20 11:00 | 29.6412 |  |  |  |  | 2866.9948 | 0 | bar: Availability G1
2025-07-20 12:00 | 33.7397 |  |  |  |  | 2866.9948 | 0 | bar: Availability G1
2025-07-20 13:00 | 43.8573 |  |  |  |  | 2866.9948 | 0 | bar: Availability G1
2025-07-20 14:00 | 35.6258 |  |  |  |  | 2866.9948 | 0 | bar: Availability G1
2025-07-20 15:00 | 50.4425 |  |  |  |  | 2866.9948 | 0 | bar: Availability G1
2025-07-20 16:00 | 56.6883 |  |  |  |  | 2866.9948 | 0 | bar: Availability G1
2025-07-20 17:00 | 56.1271 |  |  |  |  | 2866.9948 | 0 | bar: Availability G1
2025-07-20 18:00 | 50.3135 |  |  |  |  | 2866.9948 | 0 | bar: Availability G1
2025-07-20 19:00 | 50.3135 |  |  |  |  | 2866.9948 | 0 | bar: Availability G1
2025-07-20 20:00 | 45.9957 |  |  |  |  | 2866.9948 | 0 | bar: Availability G1
2025-07-20 21:00 | 45.9957 |  |  |  |  | 2866.9948 | 0 | bar: Availability G1
2025-07-20 22:00 | 35.6502 |  |  |  |  | 2866.9948 | 0 | bar: Availability G1
2025-07-20 23:00 | 37.4191 |  |  |  |  | 2866.9948 | 0 | bar: Availability G1
2025-07-21 | 29.521 |  |  |  |  | 2866.9948 | 0 | bar: Availability G1
2025-07-21 01:00 | 27.0438 |  |  |  |  | 2866.9948 | 0 | bar: Availability G1
2025-07-21 02:00 | 27.0438 |  |  |  |  | 2866.9948 | 0 | bar: Availability G1
2025-07-21 03:00 | 27.0438 |  |  |  |  | 2866.9948 | 0 | bar: Availability G1
2025-07-21 04:00 | 27.0438 |  |  |  |  | 2866.9948 | 0 | bar: Availability G1
2025-07-21 05:00 | 27.8052 |  |  |  |  | 2866.9948 | 0 | bar: Availability G1
2025-07-21 06:00 | 32.2895 |  |  |  |  | 2866.9948 | 0 | bar: Availability G1
2025-07-21 07:00 | 29.521 |  |  |  |  | 2866.9948 | 0 | bar: Availability G1
2025-07-21 08:00 | 33.0238 |  |  |  |  | 2866.9948 | 0 | bar: Availability G1
2025-07-21 09:00 | 33.0238 |  |  |  |  | 2866.9948 | 0 | bar: Availability G1
2025-07-21 10:00 | 43.8573 |  |  |  |  | 2866.9948 | 0 | bar: Availability G1
2025-07-21 11:00 | 49.6022 |  |  |  |  | 2866.9948 | 0 | bar: Availability G1
2025-07-21 12:00 | 49.6022 |  |  |  |  | 2866.9948 | 0 | bar: Availability G1
2025-07-21 13:00 | 49.3338 |  |  |  |  | 2866.9948 | 0 | bar: Availability G1
2025-07-21 14:00 | 54.7636 |  |  |  |  | 2866.9948 | 0 | bar: Availability G1
2025-07-21 15:00 | 54.7636 |  |  |  |  | 2866.9948 | 0 | bar: Availability G1
2025-07-21 16:00 | 47.9395 |  |  |  |  | 2866.9948 | 0 | bar: Availability G1
2025-07-21 17:00 | 49.7183 |  |  |  |  | 2866.9948 | 0 | bar: Availability G1
2025-07-21 18:00 | 54.9349 |  |  |  |  | 2866.9948 | 0 | bar: Availability G1
2025-07-21 19:00 | 54.9349 |  |  |  |  | 2866.9948 | 0 | bar: Availability G1
2025-07-21 20:00 | 54.9349 |  |  |  |  | 2866.9948 | 0 | bar: Availability G1
2025-07-21 21:00 | 42.3608 |  |  |  |  | 2866.9948 | 0 | bar: Availability G1
2025-07-21 22:00 | 39.1844 |  |  |  |  | 2866.9948 | 0 | bar: Availability G1
2025-07-21 23:00 | 32.1429 |  |  |  |  | 2866.9948 | 0 | bar: Availability G1
2025-07-22 | 28.1211 |  |  |  |  | 2866.9948 | 0 | bar: Availability G1
2025-07-22 01:00 | 28.1211 |  |  |  |  | 2866.9948 | 0 | bar: Availability G1
2025-07-22 02:00 | 28.1211 |  |  |  |  | 2866.9948 | 0 | bar: Availability G1
2025-07-22 03:00 | 28.4361 |  |  |  |  | 2866.9948 | 0 | bar: Availability G1
2025-07-22 04:00 | 31.102 |  |  |  |  | 2866.9948 | 0 | bar: Availability G1
2025-07-22 05:00 | 32.1545 |  |  |  |  | 2866.9948 | 0 | bar: Availability G1
2025-07-22 06:00 | 30.6157 |  |  |  |  | 2866.9948 | 0 | bar: Availability G1
2025-07-22 07:00 | 30.0504 |  |  |  |  | 2866.9948 | 0 | bar: Availability G1
2025-07-22 08:00 | 31.0667 |  |  |  |  | 2866.9948 | 0 | bar: Availability G1
2025-07-22 09:00 | 32.201 |  |  |  |  | 2866.9948 | 0 | bar: Availability G1
2025-07-22 10:00 | 33.0238 |  |  |  |  | 2866.9948 | 0 | bar: Availability G1
2025-07-22 11:00 | 34.1355 |  |  |  |  | 2866.9948 | 0 | bar: Availability G1
2025-07-22 12:00 | 47.9395 |  |  |  |  | 2866.9948 | 0 | bar: Availability G1
2025-07-22 13:00 | 47.9395 |  |  |  |  | 2866.9948 | 0 | bar: Availability G1
2025-07-22 14:00 | 50.3135 |  |  |  |  | 2866.9948 | 0 | bar: Availability G1
2025-07-22 15:00 | 50.4425 |  |  |  |  | 2866.9948 | 0 | bar: Availability G1
2025-07-22 16:00 | 51.0566 |  |  |  |  | 2866.9948 | 0 | bar: Availability G1
2025-07-22 17:00 | 55.0126 |  |  |  |  | 2866.9948 | 0 | bar: Availability G1
2025-07-22 18:00 | 51.8134 |  |  |  |  | 2866.9948 | 0 | bar: Availability G1
2025-07-22 19:00 | 53.6424 |  |  |  |  | 2866.9948 | 0 | bar: Availability G1
2025-07-22 20:00 | 47.715 |  |  |  |  | 2866.9948 | 0 | bar: Availability G1
2025-07-22 21:00 | 33.6822 |  |  |  |  | 2866.9948 | 0 | bar: Availability G1
2025-07-22 22:00 | 32.201 |  |  |  |  | 2866.9948 | 0 | bar: Availability G1
2025-07-22 23:00 | 29.1547 |  |  |  |  | 2866.9948 | 0 | bar: Availability G1
2025-07-23 | 28.0807 |  |  |  |  | 2866.9948 | 0 | bar: Availability G1
2025-07-23 01:00 | 27.0438 |  |  |  |  | 2866.9948 | 0 | bar: Availability G1
2025-07-23 02:00 | 27.1843 |  |  |  |  | 2866.9948 | 0 | bar: Availability G1
2025-07-23 03:00 | 29.521 |  |  |  |  | 2866.9948 | 0 | bar: Availability G1
2025-07-23 04:00 | 32.1545 |  |  |  |  | 2866.9948 | 0 | bar: Availability G1
2025-07-23 05:00 | 29.6412 |  |  |  |  | 2866.9948 | 0 | bar: Availability G1
2025-07-23 06:00 | 32.1703 |  |  |  |  | 2866.9948 | 0 | bar: Availability G1
2025-07-23 07:00 | 32.1703 |  |  |  |  | 2866.9948 | 0 | bar: Availability G1
2025-07-23 08:00 | 32.201 |  |  |  |  | 2866.9948 | 0 | bar: Availability G1
2025-07-23 09:00 | 32.6014 |  |  |  |  | 2866.9948 | 0 | bar: Availability G1
2025-07-23 10:00 | 33.0238 |  |  |  |  | 2866.9948 | 0 | bar: Availability G1
2025-07-23 11:00 | 32.2895 |  |  |  |  | 2866.9948 | 0 | bar: Availability G1
2025-07-23 12:00 | 38.658 |  |  |  |  | 2866.9948 | 0 | bar: Availability G1
2025-07-23 13:00 | 51.8052 |  |  |  |  | 2866.9948 | 0 | bar: Availability G1
2025-07-23 14:00 | 43.8573 |  |  |  |  | 2866.9948 | 0 | bar: Availability G1
2025-07-23 15:00 | 50.4425 |  |  |  |  | 2866.9948 | 0 | bar: Availability G1
2025-07-23 16:00 | 44.3937 |  |  |  |  | 2866.9948 | 0 | bar: Availability G1
2025-07-23 17:00 | 49.8076 |  |  |  |  | 2866.9948 | 0 | bar: Availability G1
2025-07-23 18:00 | 50.9555 |  |  |  |  | 2866.9948 | 0 | bar: Availability G1
2025-07-23 19:00 | 51.8052 |  |  |  |  | 2866.9948 | 0 | bar: Availability G1
2025-07-23 20:00 | 47.8426 |  |  |  |  | 2866.9948 | 0 | bar: Availability G1
2025-07-23 21:00 | 38.7159 |  |  |  |  | 2866.9948 | 0 | bar: Availability G1
2025-07-23 22:00 | 32.201 |  |  |  |  | 2866.9948 | 0 | bar: Availability G1
2025-07-23 23:00 | 35.0555 |  |  |  |  | 2866.9948 | 0 | bar: Availability G1
2025-07-24 | 27.1843 |  |  |  |  | 2866.9948 | 0 | bar: Availability G1
2025-07-24 01:00 | 26.9875 |  |  |  |  | 2866.9948 | 0 | bar: Availability G1
2025-07-24 02:00 | 26.9875 |  |  |  |  | 2866.9948 | 0 | bar: Availability G1
2025-07-24 03:00 | 27.0438 |  |  |  |  | 2866.9948 | 0 | bar: Availability G1
2025-07-24 04:00 | 28.9877 |  |  |  |  | 2866.9948 | 0 | bar: Availability G1
2025-07-24 05:00 | 29.5855 |  |  |  |  | 2866.9948 | 0 | bar: Availability G1
2025-07-24 06:00 | 35.5142 |  |  |  |  | 2866.9948 | 0 | bar: Availability G1
2025-07-24 07:00 | 32.1545 |  |  |  |  | 2866.9948 | 0 | bar: Availability G1
2025-07-24 08:00 | 32.2895 |  |  |  |  | 2866.9948 | 0 | bar: Availability G1
2025-07-24 09:00 | 32.2895 |  |  |  |  | 2866.9948 | 0 | bar: Availability G1
2025-07-24 10:00 | 35.2028 |  |  |  |  | 2866.9948 | 0 | bar: Availability G1
2025-07-24 11:00 | 40.2846 |  |  |  |  | 2866.9948 | 0 | bar: Availability G1
2025-07-24 12:00 | 54.5028 |  |  |  |  | 2866.9948 | 0 | bar: Availability G1
2025-07-24 13:00 | 50.3135 |  |  |  |  | 2866.9948 | 0 | bar: Availability G1
2025-07-24 14:00 | 49.6022 |  |  |  |  | 2866.9948 | 0 | bar: Availability G1
2025-07-24 15:00 | 56.1271 |  |  |  |  | 2866.9948 | 0 | bar: Availability G1
2025-07-24 16:00 | 54.815 |  |  |  |  | 2866.9948 | 0 | bar: Availability G1
2025-07-24 17:00 | 54.5028 |  |  |  |  | 2866.9948 | 0 | bar: Availability G1
2025-07-24 18:00 | 51.8052 |  |  |  |  | 2866.9948 | 0 | bar: Availability G1
2025-07-24 19:00 | 55.1781 |  |  |  |  | 2866.9948 | 0 | bar: Availability G1
2025-07-24 20:00 | 46.0411 |  |  |  |  | 2866.9948 | 0 | bar: Availability G1
2025-07-24 21:00 | 42.4498 |  |  |  |  | 2866.9948 | 0 | bar: Availability G1
2025-07-24 22:00 | 43.0681 |  |  |  |  | 2866.9948 | 0 | bar: Availability G1
2025-07-24 23:00 | 41.0659 |  |  |  |  | 2866.9948 | 0 | bar: Availability G1
2025-07-25 | 32.5983 |  |  |  |  | 2866.9948 | 0 | bar: Availability G1
2025-07-25 01:00 | 30.0276 |  |  |  |  | 2866.9948 | 0 | bar: Availability G1
2025-07-25 02:00 | 27.0438 |  |  |  |  | 2866.9948 | 0 | bar: Availability G1
2025-07-25 03:00 | 27.0438 |  |  |  |  | 2866.9948 | 0 | bar: Availability G1
2025-07-25 04:00 | 27.2259 |  |  |  |  | 2866.9948 | 0 | bar: Availability G1
2025-07-25 05:00 | 32.1703 |  |  |  |  | 2866.9948 | 0 | bar: Availability G1
2025-07-25 06:00 | 32.3805 |  |  |  |  | 2866.9948 | 0 | bar: Availability G1
2025-07-25 07:00 | 32.1703 |  |  |  |  | 2866.9948 | 0 | bar: Availability G1
2025-07-25 08:00 | 33.0238 |  |  |  |  | 2866.9948 | 0 | bar: Availability G1
2025-07-25 09:00 | 33.0238 |  |  |  |  | 2866.9948 | 0 | bar: Availability G1
2025-07-25 10:00 | 35.6502 |  |  |  |  | 2866.9948 | 0 | bar: Availability G1
2025-07-25 11:00 | 40.9682 |  |  |  |  | 2866.9948 | 0 | bar: Availability G1
2025-07-25 12:00 | 43.8573 |  |  |  |  | 2866.9948 | 0 | bar: Availability G1
2025-07-25 13:00 | 54.7636 |  |  |  |  | 2866.9948 | 0 | bar: Availability G1
2025-07-25 14:00 | 49.6022 |  |  |  |  | 2866.9948 | 0 | bar: Availability G1
2025-07-25 15:00 | 49.6022 |  |  |  |  | 2866.9948 | 0 | bar: Availability G1
2025-07-25 16:00 | 54.815 |  |  |  |  | 2866.9948 | 0 | bar: Availability G1
2025-07-25 17:00 | 51.0095 |  |  |  |  | 2866.9948 | 0 | bar: Availability G1
2025-07-25 18:00 | 56.1271 |  |  |  |  | 2866.9948 | 0 | bar: Availability G1
2025-07-25 19:00 | 56.6883 |  |  |  |  | 2866.9948 | 0 | bar: Availability G1
2025-07-25 20:00 | 54.815 |  |  |  |  | 2866.9948 | 0 | bar: Availability G1
2025-07-25 21:00 | 43.8573 |  |  |  |  | 2866.9948 | 0 | bar: Availability G1
2025-07-25 22:00 | 34.4863 |  |  |  |  | 2866.9948 | 0 | bar: Availability G1
2025-07-25 23:00 | 43.8573 |  |  |  |  | 2866.9948 | 0 | bar: Availability G1
2025-07-26 | 32.1703 |  |  |  |  | 2866.9948 | 0 | bar: Availability G1
2025-07-26 01:00 | 31.6522 |  |  |  |  | 2866.9948 | 0 | bar: Availability G1
2025-07-26 02:00 | 29.521 |  |  |  |  | 2866.9948 | 0 | bar: Availability G1
2025-07-26 03:00 | 29.521 |  |  |  |  | 2866.9948 | 0 | bar: Availability G1
2025-07-26 04:00 | 30.8022 |  |  |  |  | 2866.9948 | 0 | bar: Availability G1
2025-07-26 05:00 | 32.201 |  |  |  |  | 2866.9948 | 0 | bar: Availability G1
2025-07-26 06:00 | 31.0547 |  |  |  |  | 2866.9948 | 0 | bar: Availability G1
2025-07-26 07:00 | 29.6412 |  |  |  |  | 2866.9948 | 0 | bar: Availability G1
2025-07-26 08:00 | 32.201 |  |  |  |  | 2866.9948 | 0 | bar: Availability G1
2025-07-26 09:00 | 32.201 |  |  |  |  | 2866.9948 | 0 | bar: Availability G1
2025-07-26 10:00 | 33.0238 |  |  |  |  | 2866.9948 | 0 | bar: Availability G1
2025-07-26 11:00 | 37.4066 |  |  |  |  | 2866.9948 | 0 | bar: Availability G1
2025-07-26 12:00 | 49.6022 |  |  |  |  | 2866.9948 | 0 | bar: Availability G1
2025-07-26 13:00 | 50.3135 |  |  |  |  | 2866.9948 | 0 | bar: Availability G1
2025-07-26 14:00 | 50.3135 |  |  |  |  | 2866.9948 | 0 | bar: Availability G1
2025-07-26 15:00 | 45.0474 |  |  |  |  | 2866.9948 | 0 | bar: Availability G1
2025-07-26 16:00 | 49.9763 |  |  |  |  | 2866.9948 | 0 | bar: Availability G1
2025-07-26 17:00 | 56.7318 |  |  |  |  | 2866.9948 | 0 | bar: Availability G1
2025-07-26 18:00 | 56.048 |  |  |  |  | 2866.9948 | 0 | bar: Availability G1
2025-07-26 19:00 | 54.5028 |  |  |  |  | 2866.9948 | 0 | bar: Availability G1
2025-07-26 20:00 | 44.4956 |  |  |  |  | 2866.9948 | 0 | bar: Availability G1
2025-07-26 21:00 | 35.254 |  |  |  |  | 2866.9948 | 0 | bar: Availability G1
2025-07-26 22:00 | 31.0667 |  |  |  |  | 2866.9948 | 0 | bar: Availability G1
2025-07-26 23:00 | 31.0667 |  |  |  |  | 2866.9948 | 0 | bar: Availability G1
2025-07-27 | 31.0667 |  |  |  |  | 2866.9948 | 0 | bar: Availability G1
2025-07-27 01:00 | 31.0667 |  |  |  |  | 2866.9948 | 0 | bar: Availability G1
2025-07-27 02:00 | 31.0667 |  |  |  |  | 2866.9948 | 0 | bar: Availability G1
2025-07-27 03:00 | 31.0667 |  |  |  |  | 2866.9948 | 0 | bar: Availability G1
2025-07-27 04:00 | 29.521 |  |  |  |  | 2866.9948 | 0 | bar: Availability G1
2025-07-27 05:00 | 30.0408 |  |  |  |  | 2866.9948 | 0 | bar: Availability G1
2025-07-27 06:00 | 30.2172 |  |  |  |  | 2866.9948 | 0 | bar: Availability G1
2025-07-27 07:00 | 31.0667 |  |  |  |  | 2866.9948 | 0 | bar: Availability G1
2025-07-27 08:00 | 32.201 |  |  |  |  | 2866.9948 | 0 | bar: Availability G1
2025-07-27 09:00 | 33.0238 |  |  |  |  | 2866.9948 | 0 | bar: Availability G1
2025-07-27 10:00 | 33.0238 |  |  |  |  | 2866.9948 | 0 | bar: Availability G1
2025-07-27 11:00 | 33.0238 |  |  |  |  | 2866.9948 | 0 | bar: Availability G1
2025-07-27 12:00 | 33.0238 |  |  |  |  | 2866.9948 | 0 | bar: Availability G1
2025-07-27 13:00 | 33.4178 |  |  |  |  | 2866.9948 | 0 | bar: Availability G1
2025-07-27 14:00 | 43.8573 |  |  |  |  | 2866.9948 | 0 | bar: Availability G1
2025-07-27 15:00 | 38.4016 |  |  |  |  | 2866.9948 | 0 | bar: Availability G1
2025-07-27 16:00 | 46.5496 |  |  |  |  | 2866.9948 | 0 | bar: Availability G1
2025-07-27 17:00 | 49.6022 |  |  |  |  | 2866.9948 | 0 | bar: Availability G1
2025-07-27 18:00 | 46.0605 |  |  |  |  | 2866.9948 | 0 | bar: Availability G1
2025-07-27 19:00 | 50.3135 |  |  |  |  | 2866.9948 | 0 | bar: Availability G1
2025-07-27 20:00 | 46.7907 |  |  |  |  | 2866.9948 | 0 | bar: Availability G1
2025-07-27 21:00 | 38.228 |  |  |  |  | 2866.9948 | 0 | bar: Availability G1
2025-07-27 22:00 | 35.6502 |  |  |  |  | 2866.9948 | 0 | bar: Availability G1
2025-07-27 23:00 | 33.0238 |  |  |  |  | 2866.9948 | 0 | bar: Availability G1
2025-07-28 | 32.201 |  |  |  |  | 2866.9948 | 0 | bar: Availability G1
2025-07-28 01:00 | 29.5017 |  |  |  |  | 2866.9948 | 0 | bar: Availability G1
2025-07-28 02:00 | 29.5017 |  |  |  |  | 2866.9948 | 0 | bar: Availability G1
2025-07-28 03:00 | 28.3304 |  |  |  |  | 2866.9948 | 0 | bar: Availability G1
2025-07-28 04:00 | 31.0547 |  |  |  |  | 2866.9948 | 0 | bar: Availability G1
2025-07-28 05:00 | 30.9665 |  |  |  |  | 2866.9948 | 0 | bar: Availability G1
2025-07-28 06:00 | 32.201 |  |  |  |  | 2866.9948 | 0 | bar: Availability G1
2025-07-28 07:00 | 30.0504 |  |  |  |  | 2866.9948 | 0 | bar: Availability G1
2025-07-28 08:00 | 31.9085 |  |  |  |  | 2866.9948 | 0 | bar: Availability G1
2025-07-28 09:00 | 32.5983 |  |  |  |  | 2866.9948 | 0 | bar: Availability G1
2025-07-28 10:00 | 33.6822 |  |  |  |  | 2866.9948 | 0 | bar: Availability G1
2025-07-28 11:00 | 37.8208 |  |  |  |  | 2866.9948 | 0 | bar: Availability G1
2025-07-28 12:00 | 44.3369 |  |  |  |  | 2866.9948 | 0 | bar: Availability G1
2025-07-28 13:00 | 49.5866 |  |  |  |  | 2866.9948 | 0 | bar: Availability G1
2025-07-28 14:00 | 49.6022 |  |  |  |  | 2866.9948 | 0 | bar: Availability G1
2025-07-28 15:00 | 49.3338 |  |  |  |  | 2866.9948 | 0 | bar: Availability G1
2025-07-28 16:00 | 55.0126 |  |  |  |  | 2866.9948 | 0 | bar: Availability G1
2025-07-28 17:00 | 57.0361 |  |  |  |  | 2866.9948 | 0 | bar: Availability G1
2025-07-28 18:00 | 56.1271 |  |  |  |  | 2866.9948 | 0 | bar: Availability G1
2025-07-28 19:00 | 56.6883 |  |  |  |  | 2866.9948 | 0 | bar: Availability G1
2025-07-28 20:00 | 54.9349 |  |  |  |  | 2866.9948 | 0 | bar: Availability G1
2025-07-28 21:00 | 44.3145 |  |  |  |  | 2866.9948 | 0 | bar: Availability G1
2025-07-28 22:00 | 35.5893 |  |  |  |  | 2866.9948 | 0 | bar: Availability G1
2025-07-28 23:00 | 33.6822 |  |  |  |  | 2866.9948 | 0 | bar: Availability G1
2025-07-29 | 32.1703 |  |  |  |  | 2866.9948 | 0 | bar: Availability G1
2025-07-29 01:00 | 29.5017 |  |  |  |  | 2866.9948 | 0 | bar: Availability G1
2025-07-29 02:00 | 28.3304 |  |  |  |  | 2866.9948 | 0 | bar: Availability G1
2025-07-29 03:00 | 27.3183 |  |  |  |  | 2866.9948 | 0 | bar: Availability G1
2025-07-29 04:00 | 28.3304 |  |  |  |  | 2866.9948 | 0 | bar: Availability G1
2025-07-29 05:00 | 32.1703 |  |  |  |  | 2866.9948 | 0 | bar: Availability G1
2025-07-29 06:00 | 30.4723 |  |  |  |  | 2866.9948 | 0 | bar: Availability G1
2025-07-29 07:00 | 30.3803 |  |  |  |  | 2866.9948 | 0 | bar: Availability G1
2025-07-29 08:00 | 32.1703 |  |  |  |  | 2866.9948 | 0 | bar: Availability G1
2025-07-29 09:00 | 35.5932 |  |  |  |  | 2866.9948 | 0 | bar: Availability G1
2025-07-29 10:00 | 43.8573 |  |  |  |  | 2866.9948 | 0 | bar: Availability G1
2025-07-29 11:00 | 37.668 |  |  |  |  | 2866.9948 | 0 | bar: Availability G1
2025-07-29 12:00 | 43.8573 |  |  |  |  | 2866.9948 | 0 | bar: Availability G1
2025-07-29 13:00 | 47.5672 |  |  |  |  | 2866.9948 | 0 | bar: Availability G1
2025-07-29 14:00 | 49.6022 |  |  |  |  | 2866.9948 | 0 | bar: Availability G1
2025-07-29 15:00 | 56.8345 |  |  |  |  | 2866.9948 | 0 | bar: Availability G1
2025-07-29 16:00 | 56.8345 |  |  |  |  | 2866.9948 | 0 | bar: Availability G1
2025-07-29 17:00 | 57.8028 |  |  |  |  | 2866.9948 | 0 | bar: Availability G1
2025-07-29 18:00 | 57.0361 |  |  |  |  | 2866.9948 | 0 | bar: Availability G1
2025-07-29 19:00 | 56.1271 |  |  |  |  | 2866.9948 | 0 | bar: Availability G1
2025-07-29 20:00 | 47.9395 |  |  |  |  | 2866.9948 | 0 | bar: Availability G1
2025-07-29 21:00 | 50.3135 |  |  |  |  | 2866.9948 | 0 | bar: Availability G1
2025-07-29 22:00 | 33.7359 |  |  |  |  | 2866.9948 | 0 | bar: Availability G1
2025-07-29 23:00 | 32.1703 |  |  |  |  | 2866.9948 | 0 | bar: Availability G1
2025-07-30 | 31.0667 |  |  |  |  | 2866.9948 | 0 | bar: Availability G1
2025-07-30 01:00 | 29.521 |  |  |  |  | 2866.9948 | 0 | bar: Availability G1
2025-07-30 02:00 | 28.3304 |  |  |  |  | 2866.9948 | 0 | bar: Availability G1
2025-07-30 03:00 | 29.521 |  |  |  |  | 2866.9948 | 0 | bar: Availability G1
2025-07-30 04:00 | 31.0667 |  |  |  |  | 2866.9948 | 0 | bar: Availability G1
2025-07-30 05:00 | 32.1703 |  |  |  |  | 2866.9948 | 0 | bar: Availability G1
2025-07-30 06:00 | 32.1703 |  |  |  |  | 2866.9948 | 0 | bar: Availability G1
2025-07-30 07:00 | 32.201 |  |  |  |  | 2866.9948 | 0 | bar: Availability G1
2025-07-30 08:00 | 32.201 |  |  |  |  | 2866.9948 | 0 | bar: Availability G1
2025-07-30 09:00 | 33.0238 |  |  |  |  | 2866.9948 | 0 | bar: Availability G1
2025-07-30 10:00 | 33.3267 |  |  |  |  | 2866.9948 | 0 | bar: Availability G1
2025-07-30 11:00 | 38.658 |  |  |  |  | 2866.9948 | 0 | bar: Availability G1
2025-07-30 12:00 | 40.2846 |  |  |  |  | 2866.9948 | 0 | bar: Availability G1
2025-07-30 13:00 | 50.3135 |  |  |  |  | 2866.9948 | 0 | bar: Availability G1
2025-07-30 14:00 | 44.8807 |  |  |  |  | 2866.9948 | 0 | bar: Availability G1
2025-07-30 15:00 | 56.1271 |  |  |  |  | 2866.9948 | 0 | bar: Availability G1
2025-07-30 16:00 | 56.8345 |  |  |  |  | 2866.9948 | 0 | bar: Availability G1
2025-07-30 17:00 | 56.6883 |  |  |  |  | 2866.9948 | 0 | bar: Availability G1
2025-07-30 18:00 | 56.8345 |  |  |  |  | 2866.9948 | 0 | bar: Availability G1
2025-07-30 19:00 | 56.7318 |  |  |  |  | 2866.9948 | 0 | bar: Availability G1
2025-07-30 20:00 | 50.4425 |  |  |  |  | 2866.9948 | 0 | bar: Availability G1
2025-07-30 21:00 | 43.0346 |  |  |  |  | 2866.9948 | 0 | bar: Availability G1
2025-07-30 22:00 | 33.7359 |  |  |  |  | 2866.9948 | 0 | bar: Availability G1
2025-07-30 23:00 | 33.0238 |  |  |  |  | 2866.9948 | 0 | bar: Availability G1
2025-07-31 | 28.113 |  |  |  |  | 2866.9948 | 0 | bar: Availability G1
2025-07-31 01:00 | 27.3183 |  |  |  |  | 2866.9948 | 0 | bar: Availability G1
2025-07-31 02:00 | 27.3183 |  |  |  |  | 2866.9948 | 0 | bar: Availability G1
2025-07-31 03:00 | 27.3183 |  |  |  |  | 2866.9948 | 0 | bar: Availability G1
2025-07-31 04:00 | 28.096 |  |  |  |  | 2866.9948 | 0 | bar: Availability G1
2025-07-31 05:00 | 33.0238 |  |  |  |  | 2866.9948 | 0 | bar: Availability G1
2025-07-31 06:00 | 30.7184 |  |  |  |  | 2866.9948 | 0 | bar: Availability G1
2025-07-31 07:00 | 30.0504 |  |  |  |  | 2866.9948 | 0 | bar: Availability G1
2025-07-31 08:00 | 29.6412 |  |  |  |  | 2866.9948 | 0 | bar: Availability G1
2025-07-31 09:00 | 30.0408 |  |  |  |  | 2866.9948 | 0 | bar: Availability G1
2025-07-31 10:00 | 32.4716 |  |  |  |  | 2866.9948 | 0 | bar: Availability G1
2025-07-31 11:00 | 33.0238 |  |  |  |  | 2866.9948 | 0 | bar: Availability G1
2025-07-31 12:00 | 37.4066 |  |  |  |  | 2866.9948 | 0 | bar: Availability G1
2025-07-31 13:00 | 39.2921 |  |  |  |  | 2866.9948 | 0 | bar: Availability G1
2025-07-31 14:00 | 35.6502 |  |  |  |  | 2866.9948 | 0 | bar: Availability G1
2025-07-31 15:00 | 35.6502 |  |  |  |  | 2866.9948 | 0 | bar: Availability G1
2025-07-31 16:00 | 38.2427 |  |  |  |  | 2866.9948 | 0 | bar: Availability G1
2025-07-31 17:00 | 54.815 |  |  |  |  | 2866.9948 | 0 | bar: Availability G1
2025-07-31 18:00 | 54.9349 |  |  |  |  | 2866.9948 | 0 | bar: Availability G1
2025-07-31 19:00 | 57.8028 |  |  |  |  | 2866.9948 | 0 | bar: Availability G1
2025-07-31 20:00 | 54.1784 |  |  |  |  | 2866.9948 | 0 | bar: Availability G1
2025-07-31 21:00 | 47.9395 |  |  |  |  | 2866.9948 | 0 | bar: Availability G1
2025-07-31 22:00 | 35.6502 |  |  |  |  | 2866.9948 | 0 | bar: Availability G1
2025-07-31 23:00 | 33.3935 |  |  |  |  | 2866.9948 | 0 | bar: Availability G1
2025-08-01 | 27.9566 |  |  |  |  | 2117.7801 | 0 | bar: Availability G1
2025-08-01 01:00 | 27.3606 |  |  |  |  | 2117.7801 | 0 | bar: Availability G1
2025-08-01 02:00 | 27.2005 |  |  |  |  | 2117.7801 | 0 | bar: Availability G1
2025-08-01 03:00 | 27.2005 |  |  |  |  | 2117.7801 | 0 | bar: Availability G1
2025-08-01 04:00 | 27.9566 |  |  |  |  | 2117.7801 | 0 | bar: Availability G1
2025-08-01 05:00 | 30.8298 |  |  |  |  | 2117.7801 | 0 | bar: Availability G1
2025-08-01 06:00 | 33.0238 |  |  |  |  | 2117.7801 | 0 | bar: Availability G1
2025-08-01 07:00 | 32.1591 |  |  |  |  | 2117.7801 | 0 | bar: Availability G1
2025-08-01 08:00 | 32.201 |  |  |  |  | 2117.7801 | 0 | bar: Availability G1
2025-08-01 09:00 | 33.0238 |  |  |  |  | 2117.7801 | 0 | bar: Availability G1
2025-08-01 10:00 | 33.0238 |  |  |  |  | 2117.7801 | 0 | bar: Availability G1
2025-08-01 11:00 | 41.8386 |  |  |  |  | 2117.7801 | 0 | bar: Availability G1
2025-08-01 12:00 | 47.1666 |  |  |  |  | 2117.7801 | 0 | bar: Availability G1
2025-08-01 13:00 | 48.2948 |  |  |  |  | 2117.7801 | 0 | bar: Availability G1
2025-08-01 14:00 | 42.2812 |  |  |  |  | 2117.7801 | 0 | bar: Availability G1
2025-08-01 15:00 | 48.943 |  |  |  |  | 2117.7801 | 0 | bar: Availability G1
2025-08-01 16:00 | 52.5251 |  |  |  |  | 2117.7801 | 0 | bar: Availability G1
2025-08-01 17:00 | 51.2973 |  |  |  |  | 2117.7801 | 0 | bar: Availability G1
2025-08-01 18:00 | 53.7582 |  |  |  |  | 2117.7801 | 0 | bar: Availability G1
2025-08-01 19:00 | 50.5279 |  |  |  |  | 2117.7801 | 0 | bar: Availability G1
2025-08-01 20:00 | 45.6838 |  |  |  |  | 2117.7801 | 0 | bar: Availability G1
2025-08-01 21:00 | 41.8386 |  |  |  |  | 2117.7801 | 0 | bar: Availability G1
2025-08-01 22:00 | 32.6863 |  |  |  |  | 2117.7801 | 0 | bar: Availability G1
2025-08-01 23:00 | 30.2391 |  |  |  |  | 2117.7801 | 0 | bar: Availability G1
2025-08-02 | 31.0887 |  |  |  |  | 2117.7801 | 0 | bar: Availability G1
2025-08-02 01:00 | 28.083 |  |  |  |  | 2117.7801 | 0 | bar: Availability G1
2025-08-02 02:00 | 26.1459 |  |  |  |  | 2117.7801 | 0 | bar: Availability G1
2025-08-02 03:00 | 25.7416 |  |  |  |  | 2117.7801 | 0 | bar: Availability G1
2025-08-02 04:00 | 26.9 |  |  |  |  | 2117.7801 | 0 | bar: Availability G1
2025-08-02 05:00 | 30.8298 |  |  |  |  | 2117.7801 | 0 | bar: Availability G1
2025-08-02 06:00 | 31.0667 |  |  |  |  | 2117.7801 | 0 | bar: Availability G1
2025-08-02 07:00 | 28.9877 |  |  |  |  | 2117.7801 | 0 | bar: Availability G1
2025-08-02 08:00 | 29.4292 |  |  |  |  | 2117.7801 | 0 | bar: Availability G1
2025-08-02 09:00 | 31.0667 |  |  |  |  | 2117.7801 | 0 | bar: Availability G1
2025-08-02 10:00 | 31.3258 |  |  |  |  | 2117.7801 | 0 | bar: Availability G1
2025-08-02 11:00 | 33.0238 |  |  |  |  | 2117.7801 | 0 | bar: Availability G1
2025-08-02 12:00 | 35.2301 |  |  |  |  | 2117.7801 | 0 | bar: Availability G1
2025-08-02 13:00 | 35.6502 |  |  |  |  | 2117.7801 | 0 | bar: Availability G1
2025-08-02 14:00 | 41.8386 |  |  |  |  | 2117.7801 | 0 | bar: Availability G1
2025-08-02 15:00 | 45.6837 |  |  |  |  | 2117.7801 | 0 | bar: Availability G1
2025-08-02 16:00 | 48.2267 |  |  |  |  | 2117.7801 | 0 | bar: Availability G1
2025-08-02 17:00 | 49.689 |  |  |  |  | 2117.7801 | 0 | bar: Availability G1
2025-08-02 18:00 | 47.6263 |  |  |  |  | 2117.7801 | 0 | bar: Availability G1
2025-08-02 19:00 | 47.2299 |  |  |  |  | 2117.7801 | 0 | bar: Availability G1
2025-08-02 20:00 | 35.8497 |  |  |  |  | 2117.7801 | 0 | bar: Availability G1
2025-08-02 21:00 | 32.2878 |  |  |  |  | 2117.7801 | 0 | bar: Availability G1
2025-08-02 22:00 | 32.6863 |  |  |  |  | 2117.7801 | 0 | bar: Availability G1
2025-08-02 23:00 | 27.9566 |  |  |  |  | 2117.7801 | 0 | bar: Availability G1
2025-08-03 | 27.9566 |  |  |  |  | 2117.7801 | 0 | bar: Availability G1
2025-08-03 01:00 | 26.9 |  |  |  |  | 2117.7801 | 0 | bar: Availability G1
2025-08-03 02:00 | 27.5972 |  |  |  |  | 2117.7801 | 0 | bar: Availability G1
2025-08-03 03:00 | 28.835 |  |  |  |  | 2117.7801 | 0 | bar: Availability G1
2025-08-03 04:00 | 27.9566 |  |  |  |  | 2117.7801 | 0 | bar: Availability G1
2025-08-03 05:00 | 30.9271 |  |  |  |  | 2117.7801 | 0 | bar: Availability G1
2025-08-03 06:00 | 32.2878 |  |  |  |  | 2117.7801 | 0 | bar: Availability G1
2025-08-03 07:00 | 28.9915 |  |  |  |  | 2117.7801 | 0 | bar: Availability G1
2025-08-03 08:00 | 28.74 |  |  |  |  | 2117.7801 | 0 | bar: Availability G1
2025-08-03 09:00 | 30.8298 |  |  |  |  | 2117.7801 | 0 | bar: Availability G1
2025-08-03 10:00 | 41.8386 |  |  |  |  | 2117.7801 | 0 | bar: Availability G1
2025-08-03 11:00 | 53.7582 |  |  |  |  | 2117.7801 | 0 | bar: Availability G1
2025-08-03 12:00 | 52.5251 |  |  |  |  | 2117.7801 | 0 | bar: Availability G1
2025-08-03 13:00 | 41.8386 |  |  |  |  | 2117.7801 | 0 | bar: Availability G1
2025-08-03 14:00 | 35.4681 |  |  |  |  | 2117.7801 | 0 | bar: Availability G1
2025-08-03 15:00 | 41.8386 |  |  |  |  | 2117.7801 | 0 | bar: Availability G1
2025-08-03 16:00 | 44.6338 |  |  |  |  | 2117.7801 | 0 | bar: Availability G1
2025-08-03 17:00 | 53.5312 |  |  |  |  | 2117.7801 | 0 | bar: Availability G1
2025-08-03 18:00 | 54.423 |  |  |  |  | 2117.7801 | 0 | bar: Availability G1
2025-08-03 19:00 | 54.4341 |  |  |  |  | 2117.7801 | 0 | bar: Availability G1
2025-08-03 20:00 | 54.2856 |  |  |  |  | 2117.7801 | 0 | bar: Availability G1
2025-08-03 21:00 | 53.7582 |  |  |  |  | 2117.7801 | 0 | bar: Availability G1
2025-08-03 22:00 | 35.6502 |  |  |  |  | 2117.7801 | 0 | bar: Availability G1
2025-08-03 23:00 | 28.5529 |  |  |  |  | 2117.7801 | 0 | bar: Availability G1
2025-08-04 | 28.1548 |  |  |  |  | 2117.7801 | 0 | bar: Availability G1
2025-08-04 01:00 | 27.4742 |  |  |  |  | 2117.7801 | 0 | bar: Availability G1
2025-08-04 02:00 | 25.6437 |  |  |  |  | 2117.7801 | 0 | bar: Availability G1
2025-08-04 03:00 | 25.6437 |  |  |  |  | 2117.7801 | 0 | bar: Availability G1
2025-08-04 04:00 | 28.2973 |  |  |  |  | 2117.7801 | 0 | bar: Availability G1
2025-08-04 05:00 | 28.5529 |  |  |  |  | 2117.7801 | 0 | bar: Availability G1
2025-08-04 06:00 | 31.0667 |  |  |  |  | 2117.7801 | 0 | bar: Availability G1
2025-08-04 07:00 | 30.2172 |  |  |  |  | 2117.7801 | 0 | bar: Availability G1
2025-08-04 08:00 | 32.1703 |  |  |  |  | 2117.7801 | 0 | bar: Availability G1
2025-08-04 09:00 | 33.4373 |  |  |  |  | 2117.7801 | 0 | bar: Availability G1
2025-08-04 10:00 | 34.7021 |  |  |  |  | 2117.7801 | 0 | bar: Availability G1
2025-08-04 11:00 | 38.3418 |  |  |  |  | 2117.7801 | 0 | bar: Availability G1
2025-08-04 12:00 | 53.6839 |  |  |  |  | 2117.7801 | 0 | bar: Availability G1
2025-08-04 13:00 | 33.837 |  |  |  |  | 2117.7801 | 0 | bar: Availability G1
2025-08-04 14:00 | 35.8313 |  |  |  |  | 2117.7801 | 0 | bar: Availability G1
2025-08-04 15:00 | 39.0971 |  |  |  |  | 2117.7801 | 0 | bar: Availability G1
2025-08-04 16:00 | 48.2948 |  |  |  |  | 2117.7801 | 0 | bar: Availability G1
2025-08-04 17:00 | 53.7689 |  |  |  |  | 2117.7801 | 0 | bar: Availability G1
2025-08-04 18:00 | 53.7689 |  |  |  |  | 2117.7801 | 0 | bar: Availability G1
2025-08-04 19:00 | 53.1943 |  |  |  |  | 2117.7801 | 0 | bar: Availability G1
2025-08-04 20:00 | 45.6838 |  |  |  |  | 2117.7801 | 0 | bar: Availability G1
2025-08-04 21:00 | 35.2301 |  |  |  |  | 2117.7801 | 0 | bar: Availability G1
2025-08-04 22:00 | 32.201 |  |  |  |  | 2117.7801 | 0 | bar: Availability G1
2025-08-04 23:00 | 29.6063 |  |  |  |  | 2117.7801 | 0 | bar: Availability G1
2025-08-05 | 31.5983 |  |  |  |  | 2117.7801 | 0 | bar: Availability G1
2025-08-05 01:00 | 28.083 |  |  |  |  | 2117.7801 | 0 | bar: Availability G1
2025-08-05 02:00 | 27.2005 |  |  |  |  | 2117.7801 | 0 | bar: Availability G1
2025-08-05 03:00 | 27.2005 |  |  |  |  | 2117.7801 | 0 | bar: Availability G1
2025-08-05 04:00 | 28.5529 |  |  |  |  | 2117.7801 | 0 | bar: Availability G1
2025-08-05 05:00 | 33.0238 |  |  |  |  | 2117.7801 | 0 | bar: Availability G1
2025-08-05 06:00 | 33.0238 |  |  |  |  | 2117.7801 | 0 | bar: Availability G1
2025-08-05 07:00 | 32.1703 |  |  |  |  | 2117.7801 | 0 | bar: Availability G1
2025-08-05 08:00 | 32.6014 |  |  |  |  | 2117.7801 | 0 | bar: Availability G1
2025-08-05 09:00 | 33.356 |  |  |  |  | 2117.7801 | 0 | bar: Availability G1
2025-08-05 10:00 | 35.2111 |  |  |  |  | 2117.7801 | 0 | bar: Availability G1
2025-08-05 11:00 | 37.5672 |  |  |  |  | 2117.7801 | 0 | bar: Availability G1
2025-08-05 12:00 | 38.4234 |  |  |  |  | 2117.7801 | 0 | bar: Availability G1
2025-08-05 13:00 | 35.6502 |  |  |  |  | 2117.7801 | 0 | bar: Availability G1
2025-08-05 14:00 | 37.0411 |  |  |  |  | 2117.7801 | 0 | bar: Availability G1
2025-08-05 15:00 | 38.658 |  |  |  |  | 2117.7801 | 0 | bar: Availability G1
2025-08-05 16:00 | 41.6344 |  |  |  |  | 2117.7801 | 0 | bar: Availability G1
2025-08-05 17:00 | 52.8148 |  |  |  |  | 2117.7801 | 0 | bar: Availability G1
2025-08-05 18:00 | 53.7689 |  |  |  |  | 2117.7801 | 0 | bar: Availability G1
2025-08-05 19:00 | 48.2095 |  |  |  |  | 2117.7801 | 0 | bar: Availability G1
2025-08-05 20:00 | 41.5781 |  |  |  |  | 2117.7801 | 0 | bar: Availability G1
2025-08-05 21:00 | 33.3288 |  |  |  |  | 2117.7801 | 0 | bar: Availability G1
2025-08-05 22:00 | 32.2878 |  |  |  |  | 2117.7801 | 0 | bar: Availability G1
2025-08-05 23:00 | 30.2391 |  |  |  |  | 2117.7801 | 0 | bar: Availability G1
2025-08-06 | 27.9566 |  |  |  |  | 2117.7801 | 0 | bar: Availability G1
2025-08-06 01:00 | 26.9 |  |  |  |  | 2117.7801 | 0 | bar: Availability G1
2025-08-06 02:00 | 25.5623 |  |  |  |  | 2117.7801 | 0 | bar: Availability G1
2025-08-06 03:00 | 26.3418 |  |  |  |  | 2117.7801 | 0 | bar: Availability G1
2025-08-06 04:00 | 27.1843 |  |  |  |  | 2117.7801 | 0 | bar: Availability G1
2025-08-06 05:00 | 32.1591 |  |  |  |  | 2117.7801 | 0 | bar: Availability G1
2025-08-06 06:00 | 28.9877 |  |  |  |  | 2117.7801 | 0 | bar: Availability G1
2025-08-06 07:00 | 27.573 |  |  |  |  | 2117.7801 | 0 | bar: Availability G1
2025-08-06 08:00 | 27.9566 |  |  |  |  | 2117.7801 | 0 | bar: Availability G1
2025-08-06 09:00 | 27.573 |  |  |  |  | 2117.7801 | 0 | bar: Availability G1
2025-08-06 10:00 | 27.573 |  |  |  |  | 2117.7801 | 0 | bar: Availability G1
2025-08-06 11:00 | 28.2129 |  |  |  |  | 2117.7801 | 0 | bar: Availability G1
2025-08-06 12:00 | 28.9877 |  |  |  |  | 2117.7801 | 0 | bar: Availability G1
2025-08-06 13:00 | 33.837 |  |  |  |  | 2117.7801 | 0 | bar: Availability G1
2025-08-06 14:00 | 31.9085 |  |  |  |  | 2117.7801 | 0 | bar: Availability G1
2025-08-06 15:00 | 45.6837 |  |  |  |  | 2117.7801 | 0 | bar: Availability G1
2025-08-06 16:00 | 35.4681 |  |  |  |  | 2117.7801 | 0 | bar: Availability G1
2025-08-06 17:00 | 43.718 |  |  |  |  | 2117.7801 | 0 | bar: Availability G1
2025-08-06 18:00 | 48.2755 |  |  |  |  | 2117.7801 | 0 | bar: Availability G1
2025-08-06 19:00 | 45.008 |  |  |  |  | 2117.7801 | 0 | bar: Availability G1
2025-08-06 20:00 | 37.0947 |  |  |  |  | 2117.7801 | 0 | bar: Availability G1
2025-08-06 21:00 | 31.105 |  |  |  |  | 2117.7801 | 0 | bar: Availability G1
2025-08-06 22:00 | 35.0525 |  |  |  |  | 2117.7801 | 0 | bar: Availability G1
2025-08-06 23:00 | 32.0663 |  |  |  |  | 2117.7801 | 0 | bar: Availability G1
2025-08-07 | 28.9769 |  |  |  |  | 2117.7801 | 0 | bar: Availability G1
2025-08-07 01:00 | 26.9624 |  |  |  |  | 2117.7801 | 0 | bar: Availability G1
2025-08-07 02:00 | 25.2914 |  |  |  |  | 2117.7801 | 0 | bar: Availability G1
2025-08-07 03:00 | 27.1843 |  |  |  |  | 2117.7801 | 0 | bar: Availability G1
2025-08-07 04:00 | 27.1843 |  |  |  |  | 2117.7801 | 0 | bar: Availability G1
2025-08-07 05:00 | 27.9566 |  |  |  |  | 2117.7801 | 0 | bar: Availability G1
2025-08-07 06:00 | 26.9 |  |  |  |  | 2117.7801 | 0 | bar: Availability G1
2025-08-07 07:00 | 27.9566 |  |  |  |  | 2117.7801 | 0 | bar: Availability G1
2025-08-07 08:00 | 27.9566 |  |  |  |  | 2117.7801 | 0 | bar: Availability G1
2025-08-07 09:00 | 29.1901 |  |  |  |  | 2117.7801 | 0 | bar: Availability G1
2025-08-07 10:00 | 28.9877 |  |  |  |  | 2117.7801 | 0 | bar: Availability G1
2025-08-07 11:00 | 28.9877 |  |  |  |  | 2117.7801 | 0 | bar: Availability G1
2025-08-07 12:00 | 32.0066 |  |  |  |  | 2117.7801 | 0 | bar: Availability G1
2025-08-07 13:00 | 30.9287 |  |  |  |  | 2117.7801 | 0 | bar: Availability G1
2025-08-07 14:00 | 31.4461 |  |  |  |  | 2117.7801 | 0 | bar: Availability G1
2025-08-07 15:00 | 33.6786 |  |  |  |  | 2117.7801 | 0 | bar: Availability G1
2025-08-07 16:00 | 38.0198 |  |  |  |  | 2117.7801 | 0 | bar: Availability G1
2025-08-07 17:00 | 44.9973 |  |  |  |  | 2117.7801 | 0 | bar: Availability G1
2025-08-07 18:00 | 46.2351 |  |  |  |  | 2117.7801 | 0 | bar: Availability G1
2025-08-07 19:00 | 45.6838 |  |  |  |  | 2117.7801 | 0 | bar: Availability G1
2025-08-07 20:00 | 41.782 |  |  |  |  | 2117.7801 | 0 | bar: Availability G1
2025-08-07 21:00 | 32.1705 |  |  |  |  | 2117.7801 | 0 | bar: Availability G1
2025-08-07 22:00 | 30.8298 |  |  |  |  | 2117.7801 | 0 | bar: Availability G1
2025-08-07 23:00 | 30.2172 |  |  |  |  | 2117.7801 | 0 | bar: Availability G1
2025-08-08 | 25.6437 |  |  |  |  | 2117.7801 | 0 | bar: Availability G1
2025-08-08 01:00 | 27.9566 |  |  |  |  | 2117.7801 | 0 | bar: Availability G1
2025-08-08 02:00 | 25.9466 |  |  |  |  | 2117.7801 | 0 | bar: Availability G1
2025-08-08 03:00 | 25.9925 |  |  |  |  | 2117.7801 | 0 | bar: Availability G1
2025-08-08 04:00 | 26.1459 |  |  |  |  | 2117.7801 | 0 | bar: Availability G1
2025-08-08 05:00 | 28.2129 |  |  |  |  | 2117.7801 | 0 | bar: Availability G1
2025-08-08 06:00 | 31.0667 |  |  |  |  | 2117.7801 | 0 | bar: Availability G1
2025-08-08 07:00 | 30.8298 |  |  |  |  | 2117.7801 | 0 | bar: Availability G1
2025-08-08 08:00 | 32.201 |  |  |  |  | 2117.7801 | 0 | bar: Availability G1
2025-08-08 09:00 | 32.201 |  |  |  |  | 2117.7801 | 0 | bar: Availability G1
2025-08-08 10:00 | 35.2426 |  |  |  |  | 2117.7801 | 0 | bar: Availability G1
2025-08-08 11:00 | 35.2301 |  |  |  |  | 2117.7801 | 0 | bar: Availability G1
2025-08-08 12:00 | 37.6943 |  |  |  |  | 2117.7801 | 0 | bar: Availability G1
2025-08-08 13:00 | 43.0968 |  |  |  |  | 2117.7801 | 0 | bar: Availability G1
2025-08-08 14:00 | 35.6502 |  |  |  |  | 2117.7801 | 0 | bar: Availability G1
2025-08-08 15:00 | 38.5334 |  |  |  |  | 2117.7801 | 0 | bar: Availability G1
2025-08-08 16:00 | 45.2417 |  |  |  |  | 2117.7801 | 0 | bar: Availability G1
2025-08-08 17:00 | 45.2555 |  |  |  |  | 2117.7801 | 0 | bar: Availability G1
2025-08-08 18:00 | 44.2326 |  |  |  |  | 2117.7801 | 0 | bar: Availability G1
2025-08-08 19:00 | 45.9869 |  |  |  |  | 2117.7801 | 0 | bar: Availability G1
2025-08-08 20:00 | 43.4714 |  |  |  |  | 2117.7801 | 0 | bar: Availability G1
2025-08-08 21:00 | 39.4502 |  |  |  |  | 2117.7801 | 0 | bar: Availability G1
2025-08-08 22:00 | 33.471 |  |  |  |  | 2117.7801 | 0 | bar: Availability G1
2025-08-08 23:00 | 30.8298 |  |  |  |  | 2117.7801 | 0 | bar: Availability G1
2025-08-09 | 28.9877 |  |  |  |  | 2117.7801 | 0 | bar: Availability G1
2025-08-09 01:00 | 27.9566 |  |  |  |  | 2117.7801 | 0 | bar: Availability G1
2025-08-09 02:00 | 27.9566 |  |  |  |  | 2117.7801 | 0 | bar: Availability G1
2025-08-09 03:00 | 27.1843 |  |  |  |  | 2117.7801 | 0 | bar: Availability G1
2025-08-09 04:00 | 27.2005 |  |  |  |  | 2117.7801 | 0 | bar: Availability G1
2025-08-09 05:00 | 32.2878 |  |  |  |  | 2117.7801 | 0 | bar: Availability G1
2025-08-09 06:00 | 29.3823 |  |  |  |  | 2117.7801 | 0 | bar: Availability G1
2025-08-09 07:00 | 28.5946 |  |  |  |  | 2117.7801 | 0 | bar: Availability G1
2025-08-09 08:00 | 31.5983 |  |  |  |  | 2117.7801 | 0 | bar: Availability G1
2025-08-09 09:00 | 33.0238 |  |  |  |  | 2117.7801 | 0 | bar: Availability G1
2025-08-09 10:00 | 52.4769 |  |  |  |  | 2117.7801 | 0 | bar: Availability G1
2025-08-09 11:00 | 53.7582 |  |  |  |  | 2117.7801 | 0 | bar: Availability G1
2025-08-09 12:00 | 53.7582 |  |  |  |  | 2117.7801 | 0 | bar: Availability G1
2025-08-09 13:00 | 53.7582 |  |  |  |  | 2117.7801 | 0 | bar: Availability G1
2025-08-09 14:00 | 53.6839 |  |  |  |  | 2117.7801 | 0 | bar: Availability G1
2025-08-09 15:00 | 54.2856 |  |  |  |  | 2117.7801 | 0 | bar: Availability G1
2025-08-09 16:00 | 52.9782 |  |  |  |  | 2117.7801 | 0 | bar: Availability G1
2025-08-09 17:00 | 53.7689 |  |  |  |  | 2117.7801 | 0 | bar: Availability G1
2025-08-09 18:00 | 53.7689 |  |  |  |  | 2117.7801 | 0 | bar: Availability G1
2025-08-09 19:00 | 54.4341 |  |  |  |  | 2117.7801 | 0 | bar: Availability G1
2025-08-09 20:00 | 54.423 |  |  |  |  | 2117.7801 | 0 | bar: Availability G1
2025-08-09 21:00 | 54.3265 |  |  |  |  | 2117.7801 | 0 | bar: Availability G1
2025-08-09 22:00 | 39.8019 |  |  |  |  | 2117.7801 | 0 | bar: Availability G1
2025-08-09 23:00 | 34.279 |  |  |  |  | 2117.7801 | 0 | bar: Availability G1
2025-08-10 | 30.8299 |  |  |  |  | 2117.7801 | 0 | bar: Availability G1
2025-08-10 01:00 | 30.2172 |  |  |  |  | 2117.7801 | 0 | bar: Availability G1
2025-08-10 02:00 | 29.9441 |  |  |  |  | 2117.7801 | 0 | bar: Availability G1
2025-08-10 03:00 | 28.1548 |  |  |  |  | 2117.7801 | 0 | bar: Availability G1
2025-08-10 04:00 | 28.2973 |  |  |  |  | 2117.7801 | 0 | bar: Availability G1
2025-08-10 05:00 | 29.9441 |  |  |  |  | 2117.7801 | 0 | bar: Availability G1
2025-08-10 06:00 | 30.2172 |  |  |  |  | 2117.7801 | 0 | bar: Availability G1
2025-08-10 07:00 | 32.0324 |  |  |  |  | 2117.7801 | 0 | bar: Availability G1
2025-08-10 08:00 | 29.9441 |  |  |  |  | 2117.7801 | 0 | bar: Availability G1
2025-08-10 09:00 | 31.0667 |  |  |  |  | 2117.7801 | 0 | bar: Availability G1
2025-08-10 10:00 | 33.0238 |  |  |  |  | 2117.7801 | 0 | bar: Availability G1
2025-08-10 11:00 | 52.4769 |  |  |  |  | 2117.7801 | 0 | bar: Availability G1
2025-08-10 12:00 | 39.4756 |  |  |  |  | 2117.7801 | 0 | bar: Availability G1
2025-08-10 13:00 | 53.7582 |  |  |  |  | 2117.7801 | 0 | bar: Availability G1
2025-08-10 14:00 | 47.6263 |  |  |  |  | 2117.7801 | 0 | bar: Availability G1
2025-08-10 15:00 | 47.6263 |  |  |  |  | 2117.7801 | 0 | bar: Availability G1
2025-08-10 16:00 | 52.4769 |  |  |  |  | 2117.7801 | 0 | bar: Availability G1
2025-08-10 17:00 | 53.1943 |  |  |  |  | 2117.7801 | 0 | bar: Availability G1
2025-08-10 18:00 | 53.7582 |  |  |  |  | 2117.7801 | 0 | bar: Availability G1
2025-08-10 19:00 | 54.3265 |  |  |  |  | 2117.7801 | 0 | bar: Availability G1
2025-08-10 20:00 | 44.9973 |  |  |  |  | 2117.7801 | 0 | bar: Availability G1
2025-08-10 21:00 | 36.3213 |  |  |  |  | 2117.7801 | 0 | bar: Availability G1
2025-08-10 22:00 | 33.1187 |  |  |  |  | 2117.7801 | 0 | bar: Availability G1
2025-08-10 23:00 | 33.145 |  |  |  |  | 2117.7801 | 0 | bar: Availability G1
2025-08-11 | 30.1341 |  |  |  |  | 2117.7801 | 0 | bar: Availability G1
2025-08-11 01:00 | 27.9566 |  |  |  |  | 2117.7801 | 0 | bar: Availability G1
2025-08-11 02:00 | 27.2005 |  |  |  |  | 2117.7801 | 0 | bar: Availability G1
2025-08-11 03:00 | 27.3097 |  |  |  |  | 2117.7801 | 0 | bar: Availability G1
2025-08-11 04:00 | 28.9877 |  |  |  |  | 2117.7801 | 0 | bar: Availability G1
2025-08-11 05:00 | 41.8386 |  |  |  |  | 2117.7801 | 0 | bar: Availability G1
2025-08-11 06:00 | 34.7473 |  |  |  |  | 2117.7801 | 0 | bar: Availability G1
2025-08-11 07:00 | 30.8299 |  |  |  |  | 2117.7801 | 0 | bar: Availability G1
2025-08-11 08:00 | 31.0667 |  |  |  |  | 2117.7801 | 0 | bar: Availability G1
2025-08-11 09:00 | 32.2895 |  |  |  |  | 2117.7801 | 0 | bar: Availability G1
2025-08-11 10:00 | 52.5251 |  |  |  |  | 2117.7801 | 0 | bar: Availability G1
2025-08-11 11:00 | 53.7582 |  |  |  |  | 2117.7801 | 0 | bar: Availability G1
2025-08-11 12:00 | 41.3096 |  |  |  |  | 2117.7801 | 0 | bar: Availability G1
2025-08-11 13:00 | 47.1666 |  |  |  |  | 2117.7801 | 0 | bar: Availability G1
2025-08-11 14:00 | 41.8386 |  |  |  |  | 2117.7801 | 0 | bar: Availability G1
2025-08-11 15:00 | 33.7359 |  |  |  |  | 2117.7801 | 0 | bar: Availability G1
2025-08-11 16:00 | 42.9308 |  |  |  |  | 2117.7801 | 0 | bar: Availability G1
2025-08-11 17:00 | 47.6263 |  |  |  |  | 2117.7801 | 0 | bar: Availability G1
2025-08-11 18:00 | 52.4216 |  |  |  |  | 2117.7801 | 0 | bar: Availability G1
2025-08-11 19:00 | 54.3265 |  |  |  |  | 2117.7801 | 0 | bar: Availability G1
2025-08-11 20:00 | 48.2948 |  |  |  |  | 2117.7801 | 0 | bar: Availability G1
2025-08-11 21:00 | 38.7 |  |  |  |  | 2117.7801 | 0 | bar: Availability G1
2025-08-11 22:00 | 32.201 |  |  |  |  | 2117.7801 | 0 | bar: Availability G1
2025-08-11 23:00 | 32.201 |  |  |  |  | 2117.7801 | 0 | bar: Availability G1
2025-08-12 | 29.3823 |  |  |  |  | 2117.7801 | 0 | bar: Availability G1
2025-08-12 01:00 | 27.573 |  |  |  |  | 2117.7801 | 0 | bar: Availability G1
2025-08-12 02:00 | 26.9 |  |  |  |  | 2117.7801 | 0 | bar: Availability G1
2025-08-12 03:00 | 26.9 |  |  |  |  | 2117.7801 | 0 | bar: Availability G1
2025-08-12 04:00 | 28.2973 |  |  |  |  | 2117.7801 | 0 | bar: Availability G1
2025-08-12 05:00 | 32.2994 |  |  |  |  | 2117.7801 | 0 | bar: Availability G1
2025-08-12 06:00 | 33.6388 |  |  |  |  | 2117.7801 | 0 | bar: Availability G1
2025-08-12 07:00 | 31.0667 |  |  |  |  | 2117.7801 | 0 | bar: Availability G1
2025-08-12 08:00 | 32.201 |  |  |  |  | 2117.7801 | 0 | bar: Availability G1
2025-08-12 09:00 | 32.201 |  |  |  |  | 2117.7801 | 0 | bar: Availability G1
2025-08-12 10:00 | 33.0238 |  |  |  |  | 2117.7801 | 0 | bar: Availability G1
2025-08-12 11:00 | 34.1276 |  |  |  |  | 2117.7801 | 0 | bar: Availability G1
2025-08-12 12:00 | 37.0411 |  |  |  |  | 2117.7801 | 0 | bar: Availability G1
2025-08-12 13:00 | 38.4234 |  |  |  |  | 2117.7801 | 0 | bar: Availability G1
2025-08-12 14:00 | 35.2301 |  |  |  |  | 2117.7801 | 0 | bar: Availability G1
2025-08-12 15:00 | 41.8386 |  |  |  |  | 2117.7801 | 0 | bar: Availability G1
2025-08-12 16:00 | 45.6837 |  |  |  |  | 2117.7801 | 0 | bar: Availability G1
2025-08-12 17:00 | 49.4918 |  |  |  |  | 2117.7801 | 0 | bar: Availability G1
2025-08-12 18:00 | 53.7582 |  |  |  |  | 2117.7801 | 0 | bar: Availability G1
2025-08-12 19:00 | 53.6839 |  |  |  |  | 2117.7801 | 0 | bar: Availability G1
2025-08-12 20:00 | 43.8747 |  |  |  |  | 2117.7801 | 0 | bar: Availability G1
2025-08-12 21:00 | 37.6584 |  |  |  |  | 2117.7801 | 0 | bar: Availability G1
2025-08-12 22:00 | 32.1703 |  |  |  |  | 2117.7801 | 0 | bar: Availability G1
2025-08-12 23:00 | 32.9931 |  |  |  |  | 2117.7801 | 0 | bar: Availability G1
2025-08-13 | 28.9877 |  |  |  |  | 2117.7801 | 0 | bar: Availability G1
2025-08-13 01:00 | 27.9566 |  |  |  |  | 2117.7801 | 0 | bar: Availability G1
2025-08-13 02:00 | 26.3418 |  |  |  |  | 2117.7801 | 0 | bar: Availability G1
2025-08-13 03:00 | 25.6437 |  |  |  |  | 2117.7801 | 0 | bar: Availability G1
2025-08-13 04:00 | 25.6437 |  |  |  |  | 2117.7801 | 0 | bar: Availability G1
2025-08-13 05:00 | 30.8298 |  |  |  |  | 2117.7801 | 0 | bar: Availability G1
2025-08-13 06:00 | 28.7282 |  |  |  |  | 2117.7801 | 0 | bar: Availability G1
2025-08-13 07:00 | 28.2251 |  |  |  |  | 2117.7801 | 0 | bar: Availability G1
2025-08-13 08:00 | 32.1703 |  |  |  |  | 2117.7801 | 0 | bar: Availability G1
2025-08-13 09:00 | 32.201 |  |  |  |  | 2117.7801 | 0 | bar: Availability G1
2025-08-13 10:00 | 34.7021 |  |  |  |  | 2117.7801 | 0 | bar: Availability G1
2025-08-13 11:00 | 32.2878 |  |  |  |  | 2117.7801 | 0 | bar: Availability G1
2025-08-13 12:00 | 32.6014 |  |  |  |  | 2117.7801 | 0 | bar: Availability G1
2025-08-13 13:00 | 33.7359 |  |  |  |  | 2117.7801 | 0 | bar: Availability G1
2025-08-13 14:00 | 36.1659 |  |  |  |  | 2117.7801 | 0 | bar: Availability G1
2025-08-13 15:00 | 45.6837 |  |  |  |  | 2117.7801 | 0 | bar: Availability G1
2025-08-13 16:00 | 46.1633 |  |  |  |  | 2117.7801 | 0 | bar: Availability G1
2025-08-13 17:00 | 44.1051 |  |  |  |  | 2117.7801 | 0 | bar: Availability G1
2025-08-13 18:00 | 43.209 |  |  |  |  | 2117.7801 | 0 | bar: Availability G1
2025-08-13 19:00 | 45.6838 |  |  |  |  | 2117.7801 | 0 | bar: Availability G1
2025-08-13 20:00 | 44.9675 |  |  |  |  | 2117.7801 | 0 | bar: Availability G1
2025-08-13 21:00 | 32.969 |  |  |  |  | 2117.7801 | 0 | bar: Availability G1
2025-08-13 22:00 | 31.0667 |  |  |  |  | 2117.7801 | 0 | bar: Availability G1
2025-08-13 23:00 | 32.1703 |  |  |  |  | 2117.7801 | 0 | bar: Availability G1
2025-08-14 | 30.8298 |  |  |  |  | 2117.7801 | 0 | bar: Availability G1
2025-08-14 01:00 | 27.9566 |  |  |  |  | 2117.7801 | 0 | bar: Availability G1
2025-08-14 02:00 | 27.9566 |  |  |  |  | 2117.7801 | 0 | bar: Availability G1
2025-08-14 03:00 | 25.9466 |  |  |  |  | 2117.7801 | 0 | bar: Availability G1
2025-08-14 04:00 | 27.9566 |  |  |  |  | 2117.7801 | 0 | bar: Availability G1
2025-08-14 05:00 | 40.3807 |  |  |  |  | 2117.7801 | 0 | bar: Availability G1
2025-08-14 06:00 | 38.1495 |  |  |  |  | 2117.7801 | 0 | bar: Availability G1
2025-08-14 07:00 | 32.1703 |  |  |  |  | 2117.7801 | 0 | bar: Availability G1
2025-08-14 08:00 | 31.0338 |  |  |  |  | 2117.7801 | 0 | bar: Availability G1
2025-08-14 09:00 | 30.8298 |  |  |  |  | 2117.7801 | 0 | bar: Availability G1
2025-08-14 10:00 | 31.4979 |  |  |  |  | 2117.7801 | 0 | bar: Availability G1
2025-08-14 11:00 | 32.1703 |  |  |  |  | 2117.7801 | 0 | bar: Availability G1
2025-08-14 12:00 | 32.1703 |  |  |  |  | 2117.7801 | 0 | bar: Availability G1
2025-08-14 13:00 | 31.4461 |  |  |  |  | 2117.7801 | 0 | bar: Availability G1
2025-08-14 14:00 | 30.7781 |  |  |  |  | 2117.7801 | 0 | bar: Availability G1
2025-08-14 15:00 | 31.1741 |  |  |  |  | 2117.7801 | 0 | bar: Availability G1
2025-08-14 16:00 | 43.0731 |  |  |  |  | 2117.7801 | 0 | bar: Availability G1
2025-08-14 17:00 | 38.8867 |  |  |  |  | 2117.7801 | 0 | bar: Availability G1
2025-08-14 18:00 | 41.8386 |  |  |  |  | 2117.7801 | 0 | bar: Availability G1
2025-08-14 19:00 | 46.9391 |  |  |  |  | 2117.7801 | 0 | bar: Availability G1
2025-08-14 20:00 | 44.1645 |  |  |  |  | 2117.7801 | 0 | bar: Availability G1
2025-08-14 21:00 | 31.4461 |  |  |  |  | 2117.7801 | 0 | bar: Availability G1
2025-08-14 22:00 | 30.1916 |  |  |  |  | 2117.7801 | 0 | bar: Availability G1
2025-08-14 23:00 | 27.9566 |  |  |  |  | 2117.7801 | 0 | bar: Availability G1
2025-08-15 | 25.9466 |  |  |  |  | 2117.7801 | 0 | bar: Availability G1
2025-08-15 01:00 | 25.6437 |  |  |  |  | 2117.7801 | 0 | bar: Availability G1
2025-08-15 02:00 | 25.5622 |  |  |  |  | 2117.7801 | 0 | bar: Availability G1
2025-08-15 03:00 | 25.6437 |  |  |  |  | 2117.7801 | 0 | bar: Availability G1
2025-08-15 04:00 | 25.9925 |  |  |  |  | 2117.7801 | 0 | bar: Availability G1
2025-08-15 05:00 | 27.9566 |  |  |  |  | 2117.7801 | 0 | bar: Availability G1
2025-08-15 06:00 | 28.9877 |  |  |  |  | 2117.7801 | 0 | bar: Availability G1
2025-08-15 07:00 | 28.2129 |  |  |  |  | 2117.7801 | 0 | bar: Availability G1
2025-08-15 08:00 | 28.6627 |  |  |  |  | 2117.7801 | 0 | bar: Availability G1
2025-08-15 09:00 | 32.2878 |  |  |  |  | 2117.7801 | 0 | bar: Availability G1
2025-08-15 10:00 | 32.4064 |  |  |  |  | 2117.7801 | 0 | bar: Availability G1
2025-08-15 11:00 | 34.279 |  |  |  |  | 2117.7801 | 0 | bar: Availability G1
2025-08-15 12:00 | 37.0285 |  |  |  |  | 2117.7801 | 0 | bar: Availability G1
2025-08-15 13:00 | 41.8386 |  |  |  |  | 2117.7801 | 0 | bar: Availability G1
2025-08-15 14:00 | 35.6502 |  |  |  |  | 2117.7801 | 0 | bar: Availability G1
2025-08-15 15:00 | 35.7107 |  |  |  |  | 2117.7801 | 0 | bar: Availability G1
2025-08-15 16:00 | 38.7066 |  |  |  |  | 2117.7801 | 0 | bar: Availability G1
2025-08-15 17:00 | 42.3769 |  |  |  |  | 2117.7801 | 0 | bar: Availability G1
2025-08-15 18:00 | 44.7749 |  |  |  |  | 2117.7801 | 0 | bar: Availability G1
2025-08-15 19:00 | 44.7812 |  |  |  |  | 2117.7801 | 0 | bar: Availability G1
2025-08-15 20:00 | 41.4319 |  |  |  |  | 2117.7801 | 0 | bar: Availability G1
2025-08-15 21:00 | 33.7257 |  |  |  |  | 2117.7801 | 0 | bar: Availability G1
2025-08-15 22:00 | 31.4108 |  |  |  |  | 2117.7801 | 0 | bar: Availability G1
2025-08-15 23:00 | 31.4163 |  |  |  |  | 2117.7801 | 0 | bar: Availability G1
2025-08-16 | 27.9977 |  |  |  |  | 2117.7801 | 0 | bar: Availability G1
2025-08-16 01:00 | 26.1078 |  |  |  |  | 2117.7801 | 0 | bar: Availability G1
2025-08-16 02:00 | 27.9561 |  |  |  |  | 2117.7801 | 0 | bar: Availability G1
2025-08-16 03:00 | 26.1078 |  |  |  |  | 2117.7801 | 0 | bar: Availability G1
2025-08-16 04:00 | 25.6437 |  |  |  |  | 2117.7801 | 0 | bar: Availability G1
2025-08-16 05:00 | 26.7797 |  |  |  |  | 2117.7801 | 0 | bar: Availability G1
2025-08-16 06:00 | 30.7434 |  |  |  |  | 2117.7801 | 0 | bar: Availability G1
2025-08-16 07:00 | 28.7726 |  |  |  |  | 2117.7801 | 0 | bar: Availability G1
2025-08-16 08:00 | 31.0667 |  |  |  |  | 2117.7801 | 0 | bar: Availability G1
2025-08-16 09:00 | 32.4196 |  |  |  |  | 2117.7801 | 0 | bar: Availability G1
2025-08-16 10:00 | 41.8386 |  |  |  |  | 2117.7801 | 0 | bar: Availability G1
2025-08-16 11:00 | 47.6263 |  |  |  |  | 2117.7801 | 0 | bar: Availability G1
2025-08-16 12:00 | 37.6943 |  |  |  |  | 2117.7801 | 0 | bar: Availability G1
2025-08-16 13:00 | 42.1872 |  |  |  |  | 2117.7801 | 0 | bar: Availability G1
2025-08-16 14:00 | 35.7434 |  |  |  |  | 2117.7801 | 0 | bar: Availability G1
2025-08-16 15:00 | 36.1657 |  |  |  |  | 2117.7801 | 0 | bar: Availability G1
2025-08-16 16:00 | 45.0141 |  |  |  |  | 2117.7801 | 0 | bar: Availability G1
2025-08-16 17:00 | 49.1941 |  |  |  |  | 2117.7801 | 0 | bar: Availability G1
2025-08-16 18:00 | 53.6839 |  |  |  |  | 2117.7801 | 0 | bar: Availability G1
2025-08-16 19:00 | 53.6839 |  |  |  |  | 2117.7801 | 0 | bar: Availability G1
2025-08-16 20:00 | 52.8148 |  |  |  |  | 2117.7801 | 0 | bar: Availability G1
2025-08-16 21:00 | 52.2317 |  |  |  |  | 2117.7801 | 0 | bar: Availability G1
2025-08-16 22:00 | 35.6502 |  |  |  |  | 2117.7801 | 0 | bar: Availability G1
2025-08-16 23:00 | 38.912 |  |  |  |  | 2117.7801 | 0 | bar: Availability G1
2025-08-17 | 30.4473 |  |  |  |  | 2117.7801 | 0 | bar: Availability G1
2025-08-17 01:00 | 28.9877 |  |  |  |  | 2117.7801 | 0 | bar: Availability G1
2025-08-17 02:00 | 28.086 |  |  |  |  | 2117.7801 | 0 | bar: Availability G1
2025-08-17 03:00 | 27.9566 |  |  |  |  | 2117.7801 | 0 | bar: Availability G1
2025-08-17 04:00 | 27.9566 |  |  |  |  | 2117.7801 | 0 | bar: Availability G1
2025-08-17 05:00 | 28.8844 |  |  |  |  | 2117.7801 | 0 | bar: Availability G1
2025-08-17 06:00 | 29.8723 |  |  |  |  | 2117.7801 | 0 | bar: Availability G1
2025-08-17 07:00 | 30.8298 |  |  |  |  | 2117.7801 | 0 | bar: Availability G1
2025-08-17 08:00 | 27.9566 |  |  |  |  | 2117.7801 | 0 | bar: Availability G1
2025-08-17 09:00 | 31.0667 |  |  |  |  | 2117.7801 | 0 | bar: Availability G1
2025-08-17 10:00 | 32.951 |  |  |  |  | 2117.7801 | 0 | bar: Availability G1
2025-08-17 11:00 | 47.6263 |  |  |  |  | 2117.7801 | 0 | bar: Availability G1
2025-08-17 12:00 | 39.983 |  |  |  |  | 2117.7801 | 0 | bar: Availability G1
2025-08-17 13:00 | 42.9202 |  |  |  |  | 2117.7801 | 0 | bar: Availability G1
2025-08-17 14:00 | 45.5386 |  |  |  |  | 2117.7801 | 0 | bar: Availability G1
2025-08-17 15:00 | 43.2925 |  |  |  |  | 2117.7801 | 0 | bar: Availability G1
2025-08-17 16:00 | 41.4372 |  |  |  |  | 2117.7801 | 0 | bar: Availability G1
2025-08-17 17:00 | 49.4326 |  |  |  |  | 2117.7801 | 0 | bar: Availability G1
2025-08-17 18:00 | 52.5251 |  |  |  |  | 2117.7801 | 0 | bar: Availability G1
2025-08-17 19:00 | 53.6839 |  |  |  |  | 2117.7801 | 0 | bar: Availability G1
2025-08-17 20:00 | 48.2948 |  |  |  |  | 2117.7801 | 0 | bar: Availability G1
2025-08-17 21:00 | 35.2301 |  |  |  |  | 2117.7801 | 0 | bar: Availability G1
2025-08-17 22:00 | 31.4461 |  |  |  |  | 2117.7801 | 0 | bar: Availability G1
2025-08-17 23:00 | 29.1547 |  |  |  |  | 2117.7801 | 0 | bar: Availability G1
2025-08-18 | 26.1078 |  |  |  |  | 2117.7801 | 0 | bar: Availability G1
2025-08-18 01:00 | 27.1843 |  |  |  |  | 2117.7801 | 0 | bar: Availability G1
2025-08-18 02:00 | 27.1843 |  |  |  |  | 2117.7801 | 0 | bar: Availability G1
2025-08-18 03:00 | 27.9566 |  |  |  |  | 2117.7801 | 0 | bar: Availability G1
2025-08-18 04:00 | 31.0887 |  |  |  |  | 2117.7801 | 0 | bar: Availability G1
2025-08-18 05:00 | 32.2994 |  |  |  |  | 2117.7801 | 0 | bar: Availability G1
2025-08-18 06:00 | 33.3719 |  |  |  |  | 2117.7801 | 0 | bar: Availability G1
2025-08-18 07:00 | 30.8299 |  |  |  |  | 2117.7801 | 0 | bar: Availability G1
2025-08-18 08:00 | 30.6157 |  |  |  |  | 2117.7801 | 0 | bar: Availability G1
2025-08-18 09:00 | 28.8051 |  |  |  |  | 2117.7801 | 0 | bar: Availability G1
2025-08-18 10:00 | 30.2172 |  |  |  |  | 2117.7801 | 0 | bar: Availability G1
2025-08-18 11:00 | 32.201 |  |  |  |  | 2117.7801 | 0 | bar: Availability G1
2025-08-18 12:00 | 32.201 |  |  |  |  | 2117.7801 | 0 | bar: Availability G1
2025-08-18 13:00 | 31.6607 |  |  |  |  | 2117.7801 | 0 | bar: Availability G1
2025-08-18 14:00 | 32.201 |  |  |  |  | 2117.7801 | 0 | bar: Availability G1
2025-08-18 15:00 | 31.1741 |  |  |  |  | 2117.7801 | 0 | bar: Availability G1
2025-08-18 16:00 | 32.201 |  |  |  |  | 2117.7801 | 0 | bar: Availability G1
2025-08-18 17:00 | 35.2301 |  |  |  |  | 2117.7801 | 0 | bar: Availability G1
2025-08-18 18:00 | 48.2095 |  |  |  |  | 2117.7801 | 0 | bar: Availability G1
2025-08-18 19:00 | 53.1943 |  |  |  |  | 2117.7801 | 0 | bar: Availability G1
2025-08-18 20:00 | 47.2582 |  |  |  |  | 2117.7801 | 0 | bar: Availability G1
2025-08-18 21:00 | 35.6088 |  |  |  |  | 2117.7801 | 0 | bar: Availability G1
2025-08-18 22:00 | 31.0667 |  |  |  |  | 2117.7801 | 0 | bar: Availability G1
2025-08-18 23:00 | 30.8298 |  |  |  |  | 2117.7801 | 0 | bar: Availability G1
2025-08-19 | 31.0667 |  |  |  |  | 2117.7801 | 0 | bar: Availability G1
2025-08-19 01:00 | 26.803 |  |  |  |  | 2117.7801 | 0 | bar: Availability G1
2025-08-19 02:00 | 25.4164 |  |  |  |  | 2117.7801 | 0 | bar: Availability G1
2025-08-19 03:00 | 25.2914 |  |  |  |  | 2117.7801 | 0 | bar: Availability G1
2025-08-19 04:00 | 27.1715 |  |  |  |  | 2117.7801 | 0 | bar: Availability G1
2025-08-19 05:00 | 32.4119 |  |  |  |  | 2117.7801 | 0 | bar: Availability G1
2025-08-19 06:00 | 32.1703 |  |  |  |  | 2117.7801 | 0 | bar: Availability G1
2025-08-19 07:00 | 31.0667 |  |  |  |  | 2117.7801 | 0 | bar: Availability G1
2025-08-19 08:00 | 30.8298 |  |  |  |  | 2117.7801 | 0 | bar: Availability G1
2025-08-19 09:00 | 31.0667 |  |  |  |  | 2117.7801 | 0 | bar: Availability G1
2025-08-19 10:00 | 32.1703 |  |  |  |  | 2117.7801 | 0 | bar: Availability G1
2025-08-19 11:00 | 32.1703 |  |  |  |  | 2117.7801 | 0 | bar: Availability G1
2025-08-19 12:00 | 33.1022 |  |  |  |  | 2117.7801 | 0 | bar: Availability G1
2025-08-19 13:00 | 35.6502 |  |  |  |  | 2117.7801 | 0 | bar: Availability G1
2025-08-19 14:00 | 38.2169 |  |  |  |  | 2117.7801 | 0 | bar: Availability G1
2025-08-19 15:00 | 37.3492 |  |  |  |  | 2117.7801 | 0 | bar: Availability G1
2025-08-19 16:00 | 40.0217 |  |  |  |  | 2117.7801 | 0 | bar: Availability G1
2025-08-19 17:00 | 42.6021 |  |  |  |  | 2117.7801 | 0 | bar: Availability G1
2025-08-19 18:00 | 43.8747 |  |  |  |  | 2117.7801 | 0 | bar: Availability G1
2025-08-19 19:00 | 43.8747 |  |  |  |  | 2117.7801 | 0 | bar: Availability G1
2025-08-19 20:00 | 40.4361 |  |  |  |  | 2117.7801 | 0 | bar: Availability G1
2025-08-19 21:00 | 33.0238 |  |  |  |  | 2117.7801 | 0 | bar: Availability G1
2025-08-19 22:00 | 32.1703 |  |  |  |  | 2117.7801 | 0 | bar: Availability G1
2025-08-19 23:00 | 27.9566 |  |  |  |  | 2117.7801 | 0 | bar: Availability G1
2025-08-20 | 25.9678 |  |  |  |  | 2117.7801 | 0 | bar: Availability G1
2025-08-20 01:00 | 25.4164 |  |  |  |  | 2117.7801 | 0 | bar: Availability G1
2025-08-20 02:00 | 25.6437 |  |  |  |  | 2117.7801 | 0 | bar: Availability G1
2025-08-20 03:00 | 25.8348 |  |  |  |  | 2117.7801 | 0 | bar: Availability G1
2025-08-20 04:00 | 28.3016 |  |  |  |  | 2117.7801 | 0 | bar: Availability G1
2025-08-20 05:00 | 34.0615 |  |  |  |  | 2117.7801 | 0 | bar: Availability G1
2025-08-20 06:00 | 32.2623 |  |  |  |  | 2117.7801 | 0 | bar: Availability G1
2025-08-20 07:00 | 31.0667 |  |  |  |  | 2117.7801 | 0 | bar: Availability G1
2025-08-20 08:00 | 29.1657 |  |  |  |  | 2117.7801 | 0 | bar: Availability G1
2025-08-20 09:00 | 31.8389 |  |  |  |  | 2117.7801 | 0 | bar: Availability G1
2025-08-20 10:00 | 32.6014 |  |  |  |  | 2117.7801 | 0 | bar: Availability G1
2025-08-20 11:00 | 33.6557 |  |  |  |  | 2117.7801 | 0 | bar: Availability G1
2025-08-20 12:00 | 35.6502 |  |  |  |  | 2117.7801 | 0 | bar: Availability G1
2025-08-20 13:00 | 38.2684 |  |  |  |  | 2117.7801 | 0 | bar: Availability G1
2025-08-20 14:00 | 38.5684 |  |  |  |  | 2117.7801 | 0 | bar: Availability G1
2025-08-20 15:00 | 41.1593 |  |  |  |  | 2117.7801 | 0 | bar: Availability G1
2025-08-20 16:00 | 41.8386 |  |  |  |  | 2117.7801 | 0 | bar: Availability G1
2025-08-20 17:00 | 46.6558 |  |  |  |  | 2117.7801 | 0 | bar: Availability G1
2025-08-20 18:00 | 51.1461 |  |  |  |  | 2117.7801 | 0 | bar: Availability G1
2025-08-20 19:00 | 52.7108 |  |  |  |  | 2117.7801 | 0 | bar: Availability G1
2025-08-20 20:00 | 44.9675 |  |  |  |  | 2117.7801 | 0 | bar: Availability G1
2025-08-20 21:00 | 34.5296 |  |  |  |  | 2117.7801 | 0 | bar: Availability G1
2025-08-20 22:00 | 33.6208 |  |  |  |  | 2117.7801 | 0 | bar: Availability G1
2025-08-20 23:00 | 30.2391 |  |  |  |  | 2117.7801 | 0 | bar: Availability G1
2025-08-21 | 29.485 |  |  |  |  | 2117.7801 | 0 | bar: Availability G1
2025-08-21 01:00 | 28.083 |  |  |  |  | 2117.7801 | 0 | bar: Availability G1
2025-08-21 02:00 | 27.9566 |  |  |  |  | 2117.7801 | 0 | bar: Availability G1
2025-08-21 03:00 | 27.573 |  |  |  |  | 2117.7801 | 0 | bar: Availability G1
2025-08-21 04:00 | 30.8559 |  |  |  |  | 2117.7801 | 0 | bar: Availability G1
2025-08-21 05:00 | 38.5121 |  |  |  |  | 2117.7801 | 0 | bar: Availability G1
2025-08-21 06:00 | 35.6502 |  |  |  |  | 2117.7801 | 0 | bar: Availability G1
2025-08-21 07:00 | 32.201 |  |  |  |  | 2117.7801 | 0 | bar: Availability G1
2025-08-21 08:00 | 32.201 |  |  |  |  | 2117.7801 | 0 | bar: Availability G1
2025-08-21 09:00 | 32.2895 |  |  |  |  | 2117.7801 | 0 | bar: Availability G1
2025-08-21 10:00 | 33.0238 |  |  |  |  | 2117.7801 | 0 | bar: Availability G1
2025-08-21 11:00 | 33.0238 |  |  |  |  | 2117.7801 | 0 | bar: Availability G1
2025-08-21 12:00 | 37.5672 |  |  |  |  | 2117.7801 | 0 | bar: Availability G1
2025-08-21 13:00 | 38.5684 |  |  |  |  | 2117.7801 | 0 | bar: Availability G1
2025-08-21 14:00 | 38.4782 |  |  |  |  | 2117.7801 | 0 | bar: Availability G1
2025-08-21 15:00 | 39.4059 |  |  |  |  | 2117.7801 | 0 | bar: Availability G1
2025-08-21 16:00 | 40.0477 |  |  |  |  | 2117.7801 | 0 | bar: Availability G1
2025-08-21 17:00 | 41.8386 |  |  |  |  | 2117.7801 | 0 | bar: Availability G1
2025-08-21 18:00 | 44.6439 |  |  |  |  | 2117.7801 | 0 | bar: Availability G1
2025-08-21 19:00 | 45.6838 |  |  |  |  | 2117.7801 | 0 | bar: Availability G1
2025-08-21 20:00 | 41.0796 |  |  |  |  | 2117.7801 | 0 | bar: Availability G1
2025-08-21 21:00 | 32.1703 |  |  |  |  | 2117.7801 | 0 | bar: Availability G1
2025-08-21 22:00 | 30.5257 |  |  |  |  | 2117.7801 | 0 | bar: Availability G1
2025-08-21 23:00 | 27.9566 |  |  |  |  | 2117.7801 | 0 | bar: Availability G1
2025-08-22 | 27.9566 |  |  |  |  | 2117.7801 | 0 | bar: Availability G1
2025-08-22 01:00 | 27.3097 |  |  |  |  | 2117.7801 | 0 | bar: Availability G1
2025-08-22 02:00 | 27.2005 |  |  |  |  | 2117.7801 | 0 | bar: Availability G1
2025-08-22 03:00 | 27.3097 |  |  |  |  | 2117.7801 | 0 | bar: Availability G1
2025-08-22 04:00 | 29.485 |  |  |  |  | 2117.7801 | 0 | bar: Availability G1
2025-08-22 05:00 | 32.1703 |  |  |  |  | 2117.7801 | 0 | bar: Availability G1
2025-08-22 06:00 | 34.2884 |  |  |  |  | 2117.7801 | 0 | bar: Availability G1
2025-08-22 07:00 | 31.4546 |  |  |  |  | 2117.7801 | 0 | bar: Availability G1
2025-08-22 08:00 | 31.4546 |  |  |  |  | 2117.7801 | 0 | bar: Availability G1
2025-08-22 09:00 | 32.201 |  |  |  |  | 2117.7801 | 0 | bar: Availability G1
2025-08-22 10:00 | 35.1785 |  |  |  |  | 2117.7801 | 0 | bar: Availability G1
2025-08-22 11:00 | 38.795 |  |  |  |  | 2117.7801 | 0 | bar: Availability G1
2025-08-22 12:00 | 41.8386 |  |  |  |  | 2117.7801 | 0 | bar: Availability G1
2025-08-22 13:00 | 45.3452 |  |  |  |  | 2117.7801 | 0 | bar: Availability G1
2025-08-22 14:00 | 40.0477 |  |  |  |  | 2117.7801 | 0 | bar: Availability G1
2025-08-22 15:00 | 39.7989 |  |  |  |  | 2117.7801 | 0 | bar: Availability G1
2025-08-22 16:00 | 32.201 |  |  |  |  | 2117.7801 | 0 | bar: Availability G1
2025-08-22 17:00 | 43.8747 |  |  |  |  | 2117.7801 | 0 | bar: Availability G1
2025-08-22 18:00 | 53.7689 |  |  |  |  | 2117.7801 | 0 | bar: Availability G1
2025-08-22 19:00 | 53.7582 |  |  |  |  | 2117.7801 | 0 | bar: Availability G1
2025-08-22 20:00 | 43.8747 |  |  |  |  | 2117.7801 | 0 | bar: Availability G1
2025-08-22 21:00 | 34.7921 |  |  |  |  | 2117.7801 | 0 | bar: Availability G1
2025-08-22 22:00 | 31.1246 |  |  |  |  | 2117.7801 | 0 | bar: Availability G1
2025-08-22 23:00 | 25.6867 |  |  |  |  | 2117.7801 | 0 | bar: Availability G1
2025-08-23 | 25.6437 |  |  |  |  | 2117.7801 | 0 | bar: Availability G1
2025-08-23 01:00 | 25.5622 |  |  |  |  | 2117.7801 | 0 | bar: Availability G1
2025-08-23 02:00 | 25.5623 |  |  |  |  | 2117.7801 | 0 | bar: Availability G1
2025-08-23 03:00 | 25.6437 |  |  |  |  | 2117.7801 | 0 | bar: Availability G1
2025-08-23 04:00 | 25.8613 |  |  |  |  | 2117.7801 | 0 | bar: Availability G1
2025-08-23 05:00 | 27.9566 |  |  |  |  | 2117.7801 | 0 | bar: Availability G1
2025-08-23 06:00 | 32.2994 |  |  |  |  | 2117.7801 | 0 | bar: Availability G1
2025-08-23 07:00 | 28.5946 |  |  |  |  | 2117.7801 | 0 | bar: Availability G1
2025-08-23 08:00 | 27.573 |  |  |  |  | 2117.7801 | 0 | bar: Availability G1
2025-08-23 09:00 | 28.1197 |  |  |  |  | 2117.7801 | 0 | bar: Availability G1
2025-08-23 10:00 | 30.8298 |  |  |  |  | 2117.7801 | 0 | bar: Availability G1
2025-08-23 11:00 | 29.4292 |  |  |  |  | 2117.7801 | 0 | bar: Availability G1
2025-08-23 12:00 | 29.9143 |  |  |  |  | 2117.7801 | 0 | bar: Availability G1
2025-08-23 13:00 | 27.7203 |  |  |  |  | 2117.7801 | 0 | bar: Availability G1
2025-08-23 14:00 | 28.5529 |  |  |  |  | 2117.7801 | 0 | bar: Availability G1
2025-08-23 15:00 | 30.8298 |  |  |  |  | 2117.7801 | 0 | bar: Availability G1
2025-08-23 16:00 | 38.3873 |  |  |  |  | 2117.7801 | 0 | bar: Availability G1
2025-08-23 17:00 | 32.7846 |  |  |  |  | 2117.7801 | 0 | bar: Availability G1
2025-08-23 18:00 | 41.6795 |  |  |  |  | 2117.7801 | 0 | bar: Availability G1
2025-08-23 19:00 | 43.8747 |  |  |  |  | 2117.7801 | 0 | bar: Availability G1
2025-08-23 20:00 | 38.0198 |  |  |  |  | 2117.7801 | 0 | bar: Availability G1
2025-08-23 21:00 | 31.0204 |  |  |  |  | 2117.7801 | 0 | bar: Availability G1
2025-08-23 22:00 | 28.2129 |  |  |  |  | 2117.7801 | 0 | bar: Availability G1
2025-08-23 23:00 | 25.5622 |  |  |  |  | 2117.7801 | 0 | bar: Availability G1
2025-08-24 | 25.5622 |  |  |  |  | 2117.7801 | 0 | bar: Availability G1
2025-08-24 01:00 | 24.509 |  |  |  |  | 2117.7801 | 0 | bar: Availability G1
2025-08-24 02:00 | 24.5813 |  |  |  |  | 2117.7801 | 0 | bar: Availability G1
2025-08-24 03:00 | 27.8513 |  |  |  |  | 2117.7801 | 0 | bar: Availability G1
2025-08-24 04:00 | 28.2251 |  |  |  |  | 2117.7801 | 0 | bar: Availability G1
2025-08-24 05:00 | 35.2426 |  |  |  |  | 2117.7801 | 0 | bar: Availability G1
2025-08-24 06:00 | 35.6502 |  |  |  |  | 2117.7801 | 0 | bar: Availability G1
2025-08-24 07:00 | 27.8839 |  |  |  |  | 2117.7801 | 0 | bar: Availability G1
2025-08-24 08:00 | 25.5623 |  |  |  |  | 2117.7801 | 0 | bar: Availability G1
2025-08-24 09:00 | 26.3095 |  |  |  |  | 2117.7801 | 0 | bar: Availability G1
2025-08-24 10:00 | 30.8298 |  |  |  |  | 2117.7801 | 0 | bar: Availability G1
2025-08-24 11:00 | 43.2925 |  |  |  |  | 2117.7801 | 0 | bar: Availability G1
2025-08-24 12:00 | 45.6837 |  |  |  |  | 2117.7801 | 0 | bar: Availability G1
2025-08-24 13:00 | 33.837 |  |  |  |  | 2117.7801 | 0 | bar: Availability G1
2025-08-24 14:00 | 33.837 |  |  |  |  | 2117.7801 | 0 | bar: Availability G1
2025-08-24 15:00 | 35.6502 |  |  |  |  | 2117.7801 | 0 | bar: Availability G1
2025-08-24 16:00 | 47.6263 |  |  |  |  | 2117.7801 | 0 | bar: Availability G1
2025-08-24 17:00 | 52.4769 |  |  |  |  | 2117.7801 | 0 | bar: Availability G1
2025-08-24 18:00 | 52.2317 |  |  |  |  | 2117.7801 | 0 | bar: Availability G1
2025-08-24 19:00 | 52.0225 |  |  |  |  | 2117.7801 | 0 | bar: Availability G1
2025-08-24 20:00 | 45.6467 |  |  |  |  | 2117.7801 | 0 | bar: Availability G1
2025-08-24 21:00 | 35.9221 |  |  |  |  | 2117.7801 | 0 | bar: Availability G1
2025-08-24 22:00 | 30.6207 |  |  |  |  | 2117.7801 | 0 | bar: Availability G1
2025-08-24 23:00 | 31.0667 |  |  |  |  | 2117.7801 | 0 | bar: Availability G1
2025-08-25 | 28.9877 |  |  |  |  | 2117.7801 | 0 | bar: Availability G1
2025-08-25 01:00 | 28.2685 |  |  |  |  | 2117.7801 | 0 | bar: Availability G1
2025-08-25 02:00 | 27.2005 |  |  |  |  | 2117.7801 | 0 | bar: Availability G1
2025-08-25 03:00 | 27.9561 |  |  |  |  | 2117.7801 | 0 | bar: Availability G1
2025-08-25 04:00 | 28.083 |  |  |  |  | 2117.7801 | 0 | bar: Availability G1
2025-08-25 05:00 | 31.0667 |  |  |  |  | 2117.7801 | 0 | bar: Availability G1
2025-08-25 06:00 | 32.7059 |  |  |  |  | 2117.7801 | 0 | bar: Availability G1
2025-08-25 07:00 | 31.0667 |  |  |  |  | 2117.7801 | 0 | bar: Availability G1
2025-08-25 08:00 | 31.0667 |  |  |  |  | 2117.7801 | 0 | bar: Availability G1
2025-08-25 09:00 | 32.6014 |  |  |  |  | 2117.7801 | 0 | bar: Availability G1
2025-08-25 10:00 | 33.0238 |  |  |  |  | 2117.7801 | 0 | bar: Availability G1
2025-08-25 11:00 | 41.8386 |  |  |  |  | 2117.7801 | 0 | bar: Availability G1
2025-08-25 12:00 | 35.2301 |  |  |  |  | 2117.7801 | 0 | bar: Availability G1
2025-08-25 13:00 | 35.2426 |  |  |  |  | 2117.7801 | 0 | bar: Availability G1
2025-08-25 14:00 | 35.2301 |  |  |  |  | 2117.7801 | 0 | bar: Availability G1
2025-08-25 15:00 | 35.2301 |  |  |  |  | 2117.7801 | 0 | bar: Availability G1
2025-08-25 16:00 | 35.0555 |  |  |  |  | 2117.7801 | 0 | bar: Availability G1
2025-08-25 17:00 | 42.2116 |  |  |  |  | 2117.7801 | 0 | bar: Availability G1
2025-08-25 18:00 | 49.56 |  |  |  |  | 2117.7801 | 0 | bar: Availability G1
2025-08-25 19:00 | 53.1943 |  |  |  |  | 2117.7801 | 0 | bar: Availability G1
2025-08-25 20:00 | 45.7847 |  |  |  |  | 2117.7801 | 0 | bar: Availability G1
2025-08-25 21:00 | 35.2426 |  |  |  |  | 2117.7801 | 0 | bar: Availability G1
2025-08-25 22:00 | 32.1703 |  |  |  |  | 2117.7801 | 0 | bar: Availability G1
2025-08-25 23:00 | 31.4461 |  |  |  |  | 2117.7801 | 0 | bar: Availability G1
2025-08-26 | 31.4461 |  |  |  |  | 2117.7801 | 0 | bar: Availability G1
2025-08-26 01:00 | 28.9877 |  |  |  |  | 2117.7801 | 0 | bar: Availability G1
2025-08-26 02:00 | 27.9566 |  |  |  |  | 2117.7801 | 0 | bar: Availability G1
2025-08-26 03:00 | 27.9566 |  |  |  |  | 2117.7801 | 0 | bar: Availability G1
2025-08-26 04:00 | 31.5983 |  |  |  |  | 2117.7801 | 0 | bar: Availability G1
2025-08-26 05:00 | 35.6502 |  |  |  |  | 2117.7801 | 0 | bar: Availability G1
2025-08-26 06:00 | 35.6502 |  |  |  |  | 2117.7801 | 0 | bar: Availability G1
2025-08-26 07:00 | 32.3814 |  |  |  |  | 2117.7801 | 0 | bar: Availability G1
2025-08-26 08:00 | 31.7021 |  |  |  |  | 2117.7801 | 0 | bar: Availability G1
2025-08-26 09:00 | 32.201 |  |  |  |  | 2117.7801 | 0 | bar: Availability G1
2025-08-26 10:00 | 34.1827 |  |  |  |  | 2117.7801 | 0 | bar: Availability G1
2025-08-26 11:00 | 33.7359 |  |  |  |  | 2117.7801 | 0 | bar: Availability G1
2025-08-26 12:00 | 35.2301 |  |  |  |  | 2117.7801 | 0 | bar: Availability G1
2025-08-26 13:00 | 38.658 |  |  |  |  | 2117.7801 | 0 | bar: Availability G1
2025-08-26 14:00 | 41.8386 |  |  |  |  | 2117.7801 | 0 | bar: Availability G1
2025-08-26 15:00 | 43.9963 |  |  |  |  | 2117.7801 | 0 | bar: Availability G1
2025-08-26 16:00 | 48.2948 |  |  |  |  | 2117.7801 | 0 | bar: Availability G1
2025-08-26 17:00 | 52.3124 |  |  |  |  | 2117.7801 | 0 | bar: Availability G1
2025-08-26 18:00 | 54.4341 |  |  |  |  | 2117.7801 | 0 | bar: Availability G1
2025-08-26 19:00 | 52.4769 |  |  |  |  | 2117.7801 | 0 | bar: Availability G1
2025-08-26 20:00 | 43.5103 |  |  |  |  | 2117.7801 | 0 | bar: Availability G1
2025-08-26 21:00 | 38.0925 |  |  |  |  | 2117.7801 | 0 | bar: Availability G1
2025-08-26 22:00 | 33.2426 |  |  |  |  | 2117.7801 | 0 | bar: Availability G1
2025-08-26 23:00 | 30.8298 |  |  |  |  | 2117.7801 | 0 | bar: Availability G1
2025-08-27 | 32.1703 |  |  |  |  | 2117.7801 | 0 | bar: Availability G1
2025-08-27 01:00 | 29.4197 |  |  |  |  | 2117.7801 | 0 | bar: Availability G1
2025-08-27 02:00 | 28.9877 |  |  |  |  | 2117.7801 | 0 | bar: Availability G1
2025-08-27 03:00 | 28.9877 |  |  |  |  | 2117.7801 | 0 | bar: Availability G1
2025-08-27 04:00 | 31.0887 |  |  |  |  | 2117.7801 | 0 | bar: Availability G1
2025-08-27 05:00 | 35.0555 |  |  |  |  | 2117.7801 | 0 | bar: Availability G1
2025-08-27 06:00 | 32.201 |  |  |  |  | 2117.7801 | 0 | bar: Availability G1
2025-08-27 07:00 | 32.1703 |  |  |  |  | 2117.7801 | 0 | bar: Availability G1
2025-08-27 08:00 | 32.201 |  |  |  |  | 2117.7801 | 0 | bar: Availability G1
2025-08-27 09:00 | 32.2994 |  |  |  |  | 2117.7801 | 0 | bar: Availability G1
2025-08-27 10:00 | 32.7664 |  |  |  |  | 2117.7801 | 0 | bar: Availability G1
2025-08-27 11:00 | 33.0238 |  |  |  |  | 2117.7801 | 0 | bar: Availability G1
2025-08-27 12:00 | 34.279 |  |  |  |  | 2117.7801 | 0 | bar: Availability G1
2025-08-27 13:00 | 37.6179 |  |  |  |  | 2117.7801 | 0 | bar: Availability G1
2025-08-27 14:00 | 37.6943 |  |  |  |  | 2117.7801 | 0 | bar: Availability G1
2025-08-27 15:00 | 40.0217 |  |  |  |  | 2117.7801 | 0 | bar: Availability G1
2025-08-27 16:00 | 45.6837 |  |  |  |  | 2117.7801 | 0 | bar: Availability G1
2025-08-27 17:00 | 48.2948 |  |  |  |  | 2117.7801 | 0 | bar: Availability G1
2025-08-27 18:00 | 52.8148 |  |  |  |  | 2117.7801 | 0 | bar: Availability G1
2025-08-27 19:00 | 53.0231 |  |  |  |  | 2117.7801 | 0 | bar: Availability G1
2025-08-27 20:00 | 46.2549 |  |  |  |  | 2117.7801 | 0 | bar: Availability G1
2025-08-27 21:00 | 39.1118 |  |  |  |  | 2117.7801 | 0 | bar: Availability G1
2025-08-27 22:00 | 35.1174 |  |  |  |  | 2117.7801 | 0 | bar: Availability G1
2025-08-27 23:00 | 31.459 |  |  |  |  | 2117.7801 | 0 | bar: Availability G1
2025-08-28 | 30.3528 |  |  |  |  | 2117.7801 | 0 | bar: Availability G1
2025-08-28 01:00 | 28.5836 |  |  |  |  | 2117.7801 | 0 | bar: Availability G1
2025-08-28 02:00 | 27.573 |  |  |  |  | 2117.7801 | 0 | bar: Availability G1
2025-08-28 03:00 | 27.573 |  |  |  |  | 2117.7801 | 0 | bar: Availability G1
2025-08-28 04:00 | 29.9702 |  |  |  |  | 2117.7801 | 0 | bar: Availability G1
2025-08-28 05:00 | 37.0196 |  |  |  |  | 2117.7801 | 0 | bar: Availability G1
2025-08-28 06:00 | 37.0648 |  |  |  |  | 2117.7801 | 0 | bar: Availability G1
2025-08-28 07:00 | 32.683 |  |  |  |  | 2117.7801 | 0 | bar: Availability G1
2025-08-28 08:00 | 31.0667 |  |  |  |  | 2117.7801 | 0 | bar: Availability G1
2025-08-28 09:00 | 32.201 |  |  |  |  | 2117.7801 | 0 | bar: Availability G1
2025-08-28 10:00 | 33.0238 |  |  |  |  | 2117.7801 | 0 | bar: Availability G1
2025-08-28 11:00 | 35.2301 |  |  |  |  | 2117.7801 | 0 | bar: Availability G1
2025-08-28 12:00 | 35.2301 |  |  |  |  | 2117.7801 | 0 | bar: Availability G1
2025-08-28 13:00 | 35.6502 |  |  |  |  | 2117.7801 | 0 | bar: Availability G1
2025-08-28 14:00 | 37.3492 |  |  |  |  | 2117.7801 | 0 | bar: Availability G1
2025-08-28 15:00 | 36.8112 |  |  |  |  | 2117.7801 | 0 | bar: Availability G1
2025-08-28 16:00 | 38.0521 |  |  |  |  | 2117.7801 | 0 | bar: Availability G1
2025-08-28 17:00 | 41.7024 |  |  |  |  | 2117.7801 | 0 | bar: Availability G1
2025-08-28 18:00 | 47.68 |  |  |  |  | 2117.7801 | 0 | bar: Availability G1
2025-08-28 19:00 | 44.3677 |  |  |  |  | 2117.7801 | 0 | bar: Availability G1
2025-08-28 20:00 | 39.7111 |  |  |  |  | 2117.7801 | 0 | bar: Availability G1
2025-08-28 21:00 | 33.3058 |  |  |  |  | 2117.7801 | 0 | bar: Availability G1
2025-08-28 22:00 | 32.1703 |  |  |  |  | 2117.7801 | 0 | bar: Availability G1
2025-08-28 23:00 | 29.6063 |  |  |  |  | 2117.7801 | 0 | bar: Availability G1
2025-08-29 | 28.2918 |  |  |  |  | 2117.7801 | 0 | bar: Availability G1
2025-08-29 01:00 | 28.3785 |  |  |  |  | 2117.7801 | 0 | bar: Availability G1
2025-08-29 02:00 | 32.1688 |  |  |  |  | 2117.7801 | 0 | bar: Availability G1
2025-08-29 03:00 | 31.8762 |  |  |  |  | 2117.7801 | 0 | bar: Availability G1
2025-08-29 04:00 | 35.6502 |  |  |  |  | 2117.7801 | 0 | bar: Availability G1
2025-08-29 05:00 | 45.6837 |  |  |  |  | 2117.7801 | 0 | bar: Availability G1
2025-08-29 06:00 | 38.4983 |  |  |  |  | 2117.7801 | 0 | bar: Availability G1
2025-08-29 07:00 | 35.6502 |  |  |  |  | 2117.7801 | 0 | bar: Availability G1
2025-08-29 08:00 | 32.7059 |  |  |  |  | 2117.7801 | 0 | bar: Availability G1
2025-08-29 09:00 | 32.7059 |  |  |  |  | 2117.7801 | 0 | bar: Availability G1
2025-08-29 10:00 | 32.707 |  |  |  |  | 2117.7801 | 0 | bar: Availability G1
2025-08-29 11:00 | 37.4163 |  |  |  |  | 2117.7801 | 0 | bar: Availability G1
2025-08-29 12:00 | 34.279 |  |  |  |  | 2117.7801 | 0 | bar: Availability G1
2025-08-29 13:00 | 47.6263 |  |  |  |  | 2117.7801 | 0 | bar: Availability G1
2025-08-29 14:00 | 33.837 |  |  |  |  | 2117.7801 | 0 | bar: Availability G1
2025-08-29 15:00 | 31.9085 |  |  |  |  | 2117.7801 | 0 | bar: Availability G1
2025-08-29 16:00 | 32.1703 |  |  |  |  | 2117.7801 | 0 | bar: Availability G1
2025-08-29 17:00 | 39.6882 |  |  |  |  | 2117.7801 | 0 | bar: Availability G1
2025-08-29 18:00 | 50.1096 |  |  |  |  | 2117.7801 | 0 | bar: Availability G1
2025-08-29 19:00 | 52.4769 |  |  |  |  | 2117.7801 | 0 | bar: Availability G1
2025-08-29 20:00 | 48.5299 |  |  |  |  | 2117.7801 | 0 | bar: Availability G1
2025-08-29 21:00 | 34.2385 |  |  |  |  | 2117.7801 | 0 | bar: Availability G1
2025-08-29 22:00 | 30.8299 |  |  |  |  | 2117.7801 | 0 | bar: Availability G1
2025-08-29 23:00 | 27.9566 |  |  |  |  | 2117.7801 | 0 | bar: Availability G1
2025-08-30 | 27.8839 |  |  |  |  | 2117.7801 | 0 | bar: Availability G1
2025-08-30 01:00 | 26.3418 |  |  |  |  | 2117.7801 | 0 | bar: Availability G1
2025-08-30 02:00 | 26.059 |  |  |  |  | 2117.7801 | 0 | bar: Availability G1
2025-08-30 03:00 | 25.8777 |  |  |  |  | 2117.7801 | 0 | bar: Availability G1
2025-08-30 04:00 | 26.8734 |  |  |  |  | 2117.7801 | 0 | bar: Availability G1
2025-08-30 05:00 | 28.4511 |  |  |  |  | 2117.7801 | 0 | bar: Availability G1
2025-08-30 06:00 | 28.2129 |  |  |  |  | 2117.7801 | 0 | bar: Availability G1
2025-08-30 07:00 | 28.2129 |  |  |  |  | 2117.7801 | 0 | bar: Availability G1
2025-08-30 08:00 | 27.8839 |  |  |  |  | 2117.7801 | 0 | bar: Availability G1
2025-08-30 09:00 | 27.8839 |  |  |  |  | 2117.7801 | 0 | bar: Availability G1
2025-08-30 10:00 | 27.9566 |  |  |  |  | 2117.7801 | 0 | bar: Availability G1
2025-08-30 11:00 | 28.2129 |  |  |  |  | 2117.7801 | 0 | bar: Availability G1
2025-08-30 12:00 | 28.9877 |  |  |  |  | 2117.7801 | 0 | bar: Availability G1
2025-08-30 13:00 | 35.0555 |  |  |  |  | 2117.7801 | 0 | bar: Availability G1
2025-08-30 14:00 | 30.2172 |  |  |  |  | 2117.7801 | 0 | bar: Availability G1
2025-08-30 15:00 | 32.1703 |  |  |  |  | 2117.7801 | 0 | bar: Availability G1
2025-08-30 16:00 | 35.2301 |  |  |  |  | 2117.7801 | 0 | bar: Availability G1
2025-08-30 17:00 | 39.0232 |  |  |  |  | 2117.7801 | 0 | bar: Availability G1
2025-08-30 18:00 | 45.9735 |  |  |  |  | 2117.7801 | 0 | bar: Availability G1
2025-08-30 19:00 | 51.1461 |  |  |  |  | 2117.7801 | 0 | bar: Availability G1
2025-08-30 20:00 | 46.2914 |  |  |  |  | 2117.7801 | 0 | bar: Availability G1
2025-08-30 21:00 | 36.6893 |  |  |  |  | 2117.7801 | 0 | bar: Availability G1
2025-08-30 22:00 | 31.0833 |  |  |  |  | 2117.7801 | 0 | bar: Availability G1
2025-08-30 23:00 | 30.2391 |  |  |  |  | 2117.7801 | 0 | bar: Availability G1
2025-08-31 | 27.9566 |  |  |  |  | 2117.7801 | 0 | bar: Availability G1
2025-08-31 01:00 | 27.0036 |  |  |  |  | 2117.7801 | 0 | bar: Availability G1
2025-08-31 02:00 | 27.8839 |  |  |  |  | 2117.7801 | 0 | bar: Availability G1
2025-08-31 03:00 | 29.768 |  |  |  |  | 2117.7801 | 0 | bar: Availability G1
2025-08-31 04:00 | 26.1234 |  |  |  |  | 2117.7801 | 0 | bar: Availability G1
2025-08-31 05:00 | 27.9566 |  |  |  |  | 2117.7801 | 0 | bar: Availability G1
2025-08-31 06:00 | 26.7429 |  |  |  |  | 2117.7801 | 0 | bar: Availability G1
2025-08-31 07:00 | 26.803 |  |  |  |  | 2117.7801 | 0 | bar: Availability G1
2025-08-31 08:00 | 26.3909 |  |  |  |  | 2117.7801 | 0 | bar: Availability G1
2025-08-31 09:00 | 27.2005 |  |  |  |  | 2117.7801 | 0 | bar: Availability G1
2025-08-31 10:00 | 27.2005 |  |  |  |  | 2117.7801 | 0 | bar: Availability G1
2025-08-31 11:00 | 27.2005 |  |  |  |  | 2117.7801 | 0 | bar: Availability G1
2025-08-31 12:00 | 28.0674 |  |  |  |  | 2117.7801 | 0 | bar: Availability G1
2025-08-31 13:00 | 28.1424 |  |  |  |  | 2117.7801 | 0 | bar: Availability G1
2025-08-31 14:00 | 33.7685 |  |  |  |  | 2117.7801 | 0 | bar: Availability G1
2025-08-31 15:00 | 32.2994 |  |  |  |  | 2117.7801 | 0 | bar: Availability G1
2025-08-31 16:00 | 31.1741 |  |  |  |  | 2117.7801 | 0 | bar: Availability G1
2025-08-31 17:00 | 33.837 |  |  |  |  | 2117.7801 | 0 | bar: Availability G1
2025-08-31 18:00 | 47.6263 |  |  |  |  | 2117.7801 | 0 | bar: Availability G1
2025-08-31 19:00 | 53.6839 |  |  |  |  | 2117.7801 | 0 | bar: Availability G1
2025-08-31 20:00 | 49.7302 |  |  |  |  | 2117.7801 | 0 | bar: Availability G1
2025-08-31 21:00 | 37.0957 |  |  |  |  | 2117.7801 | 0 | bar: Availability G1
2025-08-31 22:00 | 27.9566 |  |  |  |  | 2117.7801 | 0 | bar: Availability G1
2025-08-31 23:00 | 31.7516 |  |  |  |  | 2117.7801 | 0 | bar: Availability G1
2025-09-01 | 25.7937 |  |  |  |  | 1531.7277 | 0 | bar: Availability G1
2025-09-01 01:00 | 24.654 |  |  |  |  | 1531.7277 | 0 | bar: Availability G1
2025-09-01 02:00 | 24.654 |  |  |  |  | 1531.7277 | 0 | bar: Availability G1
2025-09-01 03:00 | 26.0691 |  |  |  |  | 1531.7277 | 0 | bar: Availability G1
2025-09-01 04:00 | 26.9376 |  |  |  |  | 1531.7277 | 0 | bar: Availability G1
2025-09-01 05:00 | 27.6321 |  |  |  |  | 1531.7277 | 0 | bar: Availability G1
2025-09-01 06:00 | 35.6502 |  |  |  |  | 1531.7277 | 0 | bar: Availability G1
2025-09-01 07:00 | 29.6779 |  |  |  |  | 1531.7277 | 0 | bar: Availability G1
2025-09-01 08:00 | 27.573 |  |  |  |  | 1531.7277 | 0 | bar: Availability G1
2025-09-01 09:00 | 27.573 |  |  |  |  | 1531.7277 | 0 | bar: Availability G1
2025-09-01 10:00 | 31.3796 |  |  |  |  | 1531.7277 | 0 | bar: Availability G1
2025-09-01 11:00 | 32.2895 |  |  |  |  | 1531.7277 | 0 | bar: Availability G1
2025-09-01 12:00 | 33.5159 |  |  |  |  | 1531.7277 | 0 | bar: Availability G1
2025-09-01 13:00 | 33.8123 |  |  |  |  | 1531.7277 | 0 | bar: Availability G1
2025-09-01 14:00 | 31.1741 |  |  |  |  | 1531.7277 | 0 | bar: Availability G1
2025-09-01 15:00 | 28.9877 |  |  |  |  | 1531.7277 | 0 | bar: Availability G1
2025-09-01 16:00 | 33.8123 |  |  |  |  | 1531.7277 | 0 | bar: Availability G1
2025-09-01 17:00 | 44.3827 |  |  |  |  | 1531.7277 | 0 | bar: Availability G1
2025-09-01 18:00 | 51.173 |  |  |  |  | 1531.7277 | 0 | bar: Availability G1
2025-09-01 19:00 | 45.074 |  |  |  |  | 1531.7277 | 0 | bar: Availability G1
2025-09-01 20:00 | 41.0945 |  |  |  |  | 1531.7277 | 0 | bar: Availability G1
2025-09-01 21:00 | 32.2056 |  |  |  |  | 1531.7277 | 0 | bar: Availability G1
2025-09-01 22:00 | 30.7781 |  |  |  |  | 1531.7277 | 0 | bar: Availability G1
2025-09-01 23:00 | 29.4949 |  |  |  |  | 1531.7277 | 0 | bar: Availability G1
2025-09-02 | 25.6954 |  |  |  |  | 1531.7277 | 0 | bar: Availability G1
2025-09-02 01:00 | 25.2986 |  |  |  |  | 1531.7277 | 0 | bar: Availability G1
2025-09-02 02:00 | 25.2986 |  |  |  |  | 1531.7277 | 0 | bar: Availability G1
2025-09-02 03:00 | 25.2986 |  |  |  |  | 1531.7277 | 0 | bar: Availability G1
2025-09-02 04:00 | 27.1614 |  |  |  |  | 1531.7277 | 0 | bar: Availability G1
2025-09-02 05:00 | 29.4776 |  |  |  |  | 1531.7277 | 0 | bar: Availability G1
2025-09-02 06:00 | 33.0238 |  |  |  |  | 1531.7277 | 0 | bar: Availability G1
2025-09-02 07:00 | 33.0238 |  |  |  |  | 1531.7277 | 0 | bar: Availability G1
2025-09-02 08:00 | 34.2144 |  |  |  |  | 1531.7277 | 0 | bar: Availability G1
2025-09-02 09:00 | 33.0238 |  |  |  |  | 1531.7277 | 0 | bar: Availability G1
2025-09-02 10:00 | 33.0238 |  |  |  |  | 1531.7277 | 0 | bar: Availability G1
2025-09-02 11:00 | 33.0238 |  |  |  |  | 1531.7277 | 0 | bar: Availability G1
2025-09-02 12:00 | 33.0238 |  |  |  |  | 1531.7277 | 0 | bar: Availability G1
2025-09-02 13:00 | 36.4198 |  |  |  |  | 1531.7277 | 0 | bar: Availability G1
2025-09-02 14:00 | 33.8123 |  |  |  |  | 1531.7277 | 0 | bar: Availability G1
2025-09-02 15:00 | 40.5236 |  |  |  |  | 1531.7277 | 0 | bar: Availability G1
2025-09-02 16:00 | 50.9873 |  |  |  |  | 1531.7277 | 0 | bar: Availability G1
2025-09-02 17:00 | 57.8201 |  |  |  |  | 1531.7277 | 0 | bar: Availability G1
2025-09-02 18:00 | 61.7771 |  |  |  |  | 1531.7277 | 0 | bar: Availability G1
2025-09-02 19:00 | 52.8522 |  |  |  |  | 1531.7277 | 0 | bar: Availability G1
2025-09-02 20:00 | 42.7849 |  |  |  |  | 1531.7277 | 0 | bar: Availability G1
2025-09-02 21:00 | 41.0348 |  |  |  |  | 1531.7277 | 0 | bar: Availability G1
2025-09-02 22:00 | 35.6502 |  |  |  |  | 1531.7277 | 0 | bar: Availability G1
2025-09-02 23:00 | 32.201 |  |  |  |  | 1531.7277 | 0 | bar: Availability G1
2025-09-03 | 30.2391 |  |  |  |  | 1531.7277 | 0 | bar: Availability G1
2025-09-03 01:00 | 27.1589 |  |  |  |  | 1531.7277 | 0 | bar: Availability G1
2025-09-03 02:00 | 26.9 |  |  |  |  | 1531.7277 | 0 | bar: Availability G1
2025-09-03 03:00 | 26.9376 |  |  |  |  | 1531.7277 | 0 | bar: Availability G1
2025-09-03 04:00 | 30.5671 |  |  |  |  | 1531.7277 | 0 | bar: Availability G1
2025-09-03 05:00 | 32.1703 |  |  |  |  | 1531.7277 | 0 | bar: Availability G1
2025-09-03 06:00 | 32.201 |  |  |  |  | 1531.7277 | 0 | bar: Availability G1
2025-09-03 07:00 | 30.2172 |  |  |  |  | 1531.7277 | 0 | bar: Availability G1
2025-09-03 08:00 | 31.0667 |  |  |  |  | 1531.7277 | 0 | bar: Availability G1
2025-09-03 09:00 | 31.7797 |  |  |  |  | 1531.7277 | 0 | bar: Availability G1
2025-09-03 10:00 | 36.0591 |  |  |  |  | 1531.7277 | 0 | bar: Availability G1
2025-09-03 11:00 | 38.9831 |  |  |  |  | 1531.7277 | 0 | bar: Availability G1
2025-09-03 12:00 | 46.3392 |  |  |  |  | 1531.7277 | 0 | bar: Availability G1
2025-09-03 13:00 | 40.5236 |  |  |  |  | 1531.7277 | 0 | bar: Availability G1
2025-09-03 14:00 | 33.8123 |  |  |  |  | 1531.7277 | 0 | bar: Availability G1
2025-09-03 15:00 | 32.201 |  |  |  |  | 1531.7277 | 0 | bar: Availability G1
2025-09-03 16:00 | 41.2975 |  |  |  |  | 1531.7277 | 0 | bar: Availability G1
2025-09-03 17:00 | 50.7524 |  |  |  |  | 1531.7277 | 0 | bar: Availability G1
2025-09-03 18:00 | 58.8576 |  |  |  |  | 1531.7277 | 0 | bar: Availability G1
2025-09-03 19:00 | 52.8628 |  |  |  |  | 1531.7277 | 0 | bar: Availability G1
2025-09-03 20:00 | 45.5087 |  |  |  |  | 1531.7277 | 0 | bar: Availability G1
2025-09-03 21:00 | 35.6226 |  |  |  |  | 1531.7277 | 0 | bar: Availability G1
2025-09-03 22:00 | 33.8123 |  |  |  |  | 1531.7277 | 0 | bar: Availability G1
2025-09-03 23:00 | 29.9747 |  |  |  |  | 1531.7277 | 0 | bar: Availability G1
2025-09-04 | 29.0552 |  |  |  |  | 1531.7277 | 0 | bar: Availability G1
2025-09-04 01:00 | 27.1929 |  |  |  |  | 1531.7277 | 0 | bar: Availability G1
2025-09-04 02:00 | 26.9376 |  |  |  |  | 1531.7277 | 0 | bar: Availability G1
2025-09-04 03:00 | 26.9376 |  |  |  |  | 1531.7277 | 0 | bar: Availability G1
2025-09-04 04:00 | 29.6779 |  |  |  |  | 1531.7277 | 0 | bar: Availability G1
2025-09-04 05:00 | 40.5236 |  |  |  |  | 1531.7277 | 0 | bar: Availability G1
2025-09-04 06:00 | 40.5236 |  |  |  |  | 1531.7277 | 0 | bar: Availability G1
2025-09-04 07:00 | 32.6014 |  |  |  |  | 1531.7277 | 0 | bar: Availability G1
2025-09-04 08:00 | 33.0238 |  |  |  |  | 1531.7277 | 0 | bar: Availability G1
2025-09-04 09:00 | 33.0238 |  |  |  |  | 1531.7277 | 0 | bar: Availability G1
2025-09-04 10:00 | 35.6502 |  |  |  |  | 1531.7277 | 0 | bar: Availability G1
2025-09-04 11:00 | 33.0238 |  |  |  |  | 1531.7277 | 0 | bar: Availability G1
2025-09-04 12:00 | 33.8123 |  |  |  |  | 1531.7277 | 0 | bar: Availability G1
2025-09-04 13:00 | 33.6786 |  |  |  |  | 1531.7277 | 0 | bar: Availability G1
2025-09-04 14:00 | 34.279 |  |  |  |  | 1531.7277 | 0 | bar: Availability G1
2025-09-04 15:00 | 35.7265 |  |  |  |  | 1531.7277 | 0 | bar: Availability G1
2025-09-04 16:00 | 36.1222 |  |  |  |  | 1531.7277 | 0 | bar: Availability G1
2025-09-04 17:00 | 45.35 |  |  |  |  | 1531.7277 | 0 | bar: Availability G1
2025-09-04 18:00 | 51.2115 |  |  |  |  | 1531.7277 | 0 | bar: Availability G1
2025-09-04 19:00 | 46.9798 |  |  |  |  | 1531.7277 | 0 | bar: Availability G1
2025-09-04 20:00 | 42.6251 |  |  |  |  | 1531.7277 | 0 | bar: Availability G1
2025-09-04 21:00 | 35.8468 |  |  |  |  | 1531.7277 | 0 | bar: Availability G1
2025-09-04 22:00 | 40.5236 |  |  |  |  | 1531.7277 | 0 | bar: Availability G1
2025-09-04 23:00 | 30.8874 |  |  |  |  | 1531.7277 | 0 | bar: Availability G1
2025-09-05 | 27.3097 |  |  |  |  | 1531.7277 | 0 | bar: Availability G1
2025-09-05 01:00 | 26.9 |  |  |  |  | 1531.7277 | 0 | bar: Availability G1
2025-09-05 02:00 | 26.9376 |  |  |  |  | 1531.7277 | 0 | bar: Availability G1
2025-09-05 03:00 | 26.9376 |  |  |  |  | 1531.7277 | 0 | bar: Availability G1
2025-09-05 04:00 | 31.3796 |  |  |  |  | 1531.7277 | 0 | bar: Availability G1
2025-09-05 05:00 | 32.774 |  |  |  |  | 1531.7277 | 0 | bar: Availability G1
2025-09-05 06:00 | 37.1005 |  |  |  |  | 1531.7277 | 0 | bar: Availability G1
2025-09-05 07:00 | 40.5236 |  |  |  |  | 1531.7277 | 0 | bar: Availability G1
2025-09-05 08:00 | 44.3826 |  |  |  |  | 1531.7277 | 0 | bar: Availability G1
2025-09-05 09:00 | 40.5236 |  |  |  |  | 1531.7277 | 0 | bar: Availability G1
2025-09-05 10:00 | 46.3392 |  |  |  |  | 1531.7277 | 0 | bar: Availability G1
2025-09-05 11:00 | 46.3392 |  |  |  |  | 1531.7277 | 0 | bar: Availability G1
2025-09-05 12:00 | 33.8123 |  |  |  |  | 1531.7277 | 0 | bar: Availability G1
2025-09-05 13:00 | 32.1703 |  |  |  |  | 1531.7277 | 0 | bar: Availability G1
2025-09-05 14:00 | 30.2172 |  |  |  |  | 1531.7277 | 0 | bar: Availability G1
2025-09-05 15:00 | 31.3789 |  |  |  |  | 1531.7277 | 0 | bar: Availability G1
2025-09-05 16:00 | 33.8123 |  |  |  |  | 1531.7277 | 0 | bar: Availability G1
2025-09-05 17:00 | 45.3943 |  |  |  |  | 1531.7277 | 0 | bar: Availability G1
2025-09-05 18:00 | 49.7293 |  |  |  |  | 1531.7277 | 0 | bar: Availability G1
2025-09-05 19:00 | 46.9798 |  |  |  |  | 1531.7277 | 0 | bar: Availability G1
2025-09-05 20:00 | 51.2115 |  |  |  |  | 1531.7277 | 0 | bar: Availability G1
2025-09-05 21:00 | 33.8123 |  |  |  |  | 1531.7277 | 0 | bar: Availability G1
2025-09-05 22:00 | 30.617 |  |  |  |  | 1531.7277 | 0 | bar: Availability G1
2025-09-05 23:00 | 29.6779 |  |  |  |  | 1531.7277 | 0 | bar: Availability G1
2025-09-06 | 28.056 |  |  |  |  | 1531.7277 | 0 | bar: Availability G1
2025-09-06 01:00 | 26.7845 |  |  |  |  | 1531.7277 | 0 | bar: Availability G1
2025-09-06 02:00 | 26.3636 |  |  |  |  | 1531.7277 | 0 | bar: Availability G1
2025-09-06 03:00 | 26.3636 |  |  |  |  | 1531.7277 | 0 | bar: Availability G1
2025-09-06 04:00 | 26.9376 |  |  |  |  | 1531.7277 | 0 | bar: Availability G1
2025-09-06 05:00 | 31.6522 |  |  |  |  | 1531.7277 | 0 | bar: Availability G1
2025-09-06 06:00 | 32.0981 |  |  |  |  | 1531.7277 | 0 | bar: Availability G1
2025-09-06 07:00 | 29.3161 |  |  |  |  | 1531.7277 | 0 | bar: Availability G1
2025-09-06 08:00 | 25.6137 |  |  |  |  | 1531.7277 | 0 | bar: Availability G1
2025-09-06 09:00 | 24.7316 |  |  |  |  | 1531.7277 | 0 | bar: Availability G1
2025-09-06 10:00 | 27.643 |  |  |  |  | 1531.7277 | 0 | bar: Availability G1
2025-09-06 11:00 | 29.6779 |  |  |  |  | 1531.7277 | 0 | bar: Availability G1
2025-09-06 12:00 | 29.3161 |  |  |  |  | 1531.7277 | 0 | bar: Availability G1
2025-09-06 13:00 | 29.3161 |  |  |  |  | 1531.7277 | 0 | bar: Availability G1
2025-09-06 14:00 | 29.8617 |  |  |  |  | 1531.7277 | 0 | bar: Availability G1
2025-09-06 15:00 | 32.1703 |  |  |  |  | 1531.7277 | 0 | bar: Availability G1
2025-09-06 16:00 | 37.2532 |  |  |  |  | 1531.7277 | 0 | bar: Availability G1
2025-09-06 17:00 | 46.9798 |  |  |  |  | 1531.7277 | 0 | bar: Availability G1
2025-09-06 18:00 | 52.1439 |  |  |  |  | 1531.7277 | 0 | bar: Availability G1
2025-09-06 19:00 | 52.7205 |  |  |  |  | 1531.7277 | 0 | bar: Availability G1
2025-09-06 20:00 | 49.4339 |  |  |  |  | 1531.7277 | 0 | bar: Availability G1
2025-09-06 21:00 | 33.4235 |  |  |  |  | 1531.7277 | 0 | bar: Availability G1
2025-09-06 22:00 | 27.573 |  |  |  |  | 1531.7277 | 0 | bar: Availability G1
2025-09-06 23:00 | 24.654 |  |  |  |  | 1531.7277 | 0 | bar: Availability G1
2025-09-07 | 27.8223 |  |  |  |  | 1531.7277 | 0 | bar: Availability G1
2025-09-07 01:00 | 24.6831 |  |  |  |  | 1531.7277 | 0 | bar: Availability G1
2025-09-07 02:00 | 26.9376 |  |  |  |  | 1531.7277 | 0 | bar: Availability G1
2025-09-07 03:00 | 26.9376 |  |  |  |  | 1531.7277 | 0 | bar: Availability G1
2025-09-07 04:00 | 26.699 |  |  |  |  | 1531.7277 | 0 | bar: Availability G1
2025-09-07 05:00 | 27.6503 |  |  |  |  | 1531.7277 | 0 | bar: Availability G1
2025-09-07 06:00 | 30.3235 |  |  |  |  | 1531.7277 | 0 | bar: Availability G1
2025-09-07 07:00 | 26.9376 |  |  |  |  | 1531.7277 | 0 | bar: Availability G1
2025-09-07 08:00 | 24.8039 |  |  |  |  | 1531.7277 | 0 | bar: Availability G1
2025-09-07 09:00 | 27.1589 |  |  |  |  | 1531.7277 | 0 | bar: Availability G1
2025-09-07 10:00 | 27.3097 |  |  |  |  | 1531.7277 | 0 | bar: Availability G1
2025-09-07 11:00 | 28.113 |  |  |  |  | 1531.7277 | 0 | bar: Availability G1
2025-09-07 12:00 | 30.4789 |  |  |  |  | 1531.7277 | 0 | bar: Availability G1
2025-09-07 13:00 | 29.6779 |  |  |  |  | 1531.7277 | 0 | bar: Availability G1
2025-09-07 14:00 | 28.9877 |  |  |  |  | 1531.7277 | 0 | bar: Availability G1
2025-09-07 15:00 | 28.4766 |  |  |  |  | 1531.7277 | 0 | bar: Availability G1
2025-09-07 16:00 | 26.9 |  |  |  |  | 1531.7277 | 0 | bar: Availability G1
2025-09-07 17:00 | 31.1741 |  |  |  |  | 1531.7277 | 0 | bar: Availability G1
2025-09-07 18:00 | 45.732 |  |  |  |  | 1531.7277 | 0 | bar: Availability G1
2025-09-07 19:00 | 44.3827 |  |  |  |  | 1531.7277 | 0 | bar: Availability G1
2025-09-07 20:00 | 42.7395 |  |  |  |  | 1531.7277 | 0 | bar: Availability G1
2025-09-07 21:00 | 30.2391 |  |  |  |  | 1531.7277 | 0 | bar: Availability G1
2025-09-07 22:00 | 29.0953 |  |  |  |  | 1531.7277 | 0 | bar: Availability G1
2025-09-07 23:00 | 26.602 |  |  |  |  | 1531.7277 | 0 | bar: Availability G1
2025-09-08 | 25.6954 |  |  |  |  | 1531.7277 | 0 | bar: Availability G1
2025-09-08 01:00 | 24.7316 |  |  |  |  | 1531.7277 | 0 | bar: Availability G1
2025-09-08 02:00 | 24.5813 |  |  |  |  | 1531.7277 | 0 | bar: Availability G1
2025-09-08 03:00 | 24.654 |  |  |  |  | 1531.7277 | 0 | bar: Availability G1
2025-09-08 04:00 | 24.9289 |  |  |  |  | 1531.7277 | 0 | bar: Availability G1
2025-09-08 05:00 | 27.2824 |  |  |  |  | 1531.7277 | 0 | bar: Availability G1
2025-09-08 06:00 | 29.6779 |  |  |  |  | 1531.7277 | 0 | bar: Availability G1
2025-09-08 07:00 | 27.5184 |  |  |  |  | 1531.7277 | 0 | bar: Availability G1
2025-09-08 08:00 | 29.6779 |  |  |  |  | 1531.7277 | 0 | bar: Availability G1
2025-09-08 09:00 | 28.7191 |  |  |  |  | 1531.7277 | 0 | bar: Availability G1
2025-09-08 10:00 | 32.201 |  |  |  |  | 1531.7277 | 0 | bar: Availability G1
2025-09-08 11:00 | 32.6014 |  |  |  |  | 1531.7277 | 0 | bar: Availability G1
2025-09-08 12:00 | 35.5345 |  |  |  |  | 1531.7277 | 0 | bar: Availability G1
2025-09-08 13:00 | 35.6502 |  |  |  |  | 1531.7277 | 0 | bar: Availability G1
2025-09-08 14:00 | 32.6718 |  |  |  |  | 1531.7277 | 0 | bar: Availability G1
2025-09-08 15:00 | 32.201 |  |  |  |  | 1531.7277 | 0 | bar: Availability G1
2025-09-08 16:00 | 38.2124 |  |  |  |  | 1531.7277 | 0 | bar: Availability G1
2025-09-08 17:00 | 51.0196 |  |  |  |  | 1531.7277 | 0 | bar: Availability G1
2025-09-08 18:00 | 57.1642 |  |  |  |  | 1531.7277 | 0 | bar: Availability G1
2025-09-08 19:00 | 52.7596 |  |  |  |  | 1531.7277 | 0 | bar: Availability G1
2025-09-08 20:00 | 43.5967 |  |  |  |  | 1531.7277 | 0 | bar: Availability G1
2025-09-08 21:00 | 37.4351 |  |  |  |  | 1531.7277 | 0 | bar: Availability G1
2025-09-08 22:00 | 30.6449 |  |  |  |  | 1531.7277 | 0 | bar: Availability G1
2025-09-08 23:00 | 31.0667 |  |  |  |  | 1531.7277 | 0 | bar: Availability G1
2025-09-09 | 25.2914 |  |  |  |  | 1531.7277 | 0 | bar: Availability G1
2025-09-09 01:00 | 24.7192 |  |  |  |  | 1531.7277 | 0 | bar: Availability G1
2025-09-09 02:00 | 24.5813 |  |  |  |  | 1531.7277 | 0 | bar: Availability G1
2025-09-09 03:00 | 24.9191 |  |  |  |  | 1531.7277 | 0 | bar: Availability G1
2025-09-09 04:00 | 26.9376 |  |  |  |  | 1531.7277 | 0 | bar: Availability G1
2025-09-09 05:00 | 31.0667 |  |  |  |  | 1531.7277 | 0 | bar: Availability G1
2025-09-09 06:00 | 31.7294 |  |  |  |  | 1531.7277 | 0 | bar: Availability G1
2025-09-09 07:00 | 31.0667 |  |  |  |  | 1531.7277 | 0 | bar: Availability G1
2025-09-09 08:00 | 32.1703 |  |  |  |  | 1531.7277 | 0 | bar: Availability G1
2025-09-09 09:00 | 33.0238 |  |  |  |  | 1531.7277 | 0 | bar: Availability G1
2025-09-09 10:00 | 35.9613 |  |  |  |  | 1531.7277 | 0 | bar: Availability G1
2025-09-09 11:00 | 44.3826 |  |  |  |  | 1531.7277 | 0 | bar: Availability G1
2025-09-09 12:00 | 35.6502 |  |  |  |  | 1531.7277 | 0 | bar: Availability G1
2025-09-09 13:00 | 39.7634 |  |  |  |  | 1531.7277 | 0 | bar: Availability G1
2025-09-09 14:00 | 40.5236 |  |  |  |  | 1531.7277 | 0 | bar: Availability G1
2025-09-09 15:00 | 44.3826 |  |  |  |  | 1531.7277 | 0 | bar: Availability G1
2025-09-09 16:00 | 40.5236 |  |  |  |  | 1531.7277 | 0 | bar: Availability G1
2025-09-09 17:00 | 51.3694 |  |  |  |  | 1531.7277 | 0 | bar: Availability G1
2025-09-09 18:00 | 53.0337 |  |  |  |  | 1531.7277 | 0 | bar: Availability G1
2025-09-09 19:00 | 51.9269 |  |  |  |  | 1531.7277 | 0 | bar: Availability G1
2025-09-09 20:00 | 44.6833 |  |  |  |  | 1531.7277 | 0 | bar: Availability G1
2025-09-09 21:00 | 38.892 |  |  |  |  | 1531.7277 | 0 | bar: Availability G1
2025-09-09 22:00 | 34.6014 |  |  |  |  | 1531.7277 | 0 | bar: Availability G1
2025-09-09 23:00 | 30.3235 |  |  |  |  | 1531.7277 | 0 | bar: Availability G1
2025-09-10 | 28.9877 |  |  |  |  | 1531.7277 | 0 | bar: Availability G1
2025-09-10 01:00 | 27.1063 |  |  |  |  | 1531.7277 | 0 | bar: Availability G1
2025-09-10 02:00 | 27.1843 |  |  |  |  | 1531.7277 | 0 | bar: Availability G1
2025-09-10 03:00 | 27.4342 |  |  |  |  | 1531.7277 | 0 | bar: Availability G1
2025-09-10 04:00 | 31.7617 |  |  |  |  | 1531.7277 | 0 | bar: Availability G1
2025-09-10 05:00 | 32.7451 |  |  |  |  | 1531.7277 | 0 | bar: Availability G1
2025-09-10 06:00 | 35.1155 |  |  |  |  | 1531.7277 | 0 | bar: Availability G1
2025-09-10 07:00 | 32.201 |  |  |  |  | 1531.7277 | 0 | bar: Availability G1
2025-09-10 08:00 | 32.1703 |  |  |  |  | 1531.7277 | 0 | bar: Availability G1
2025-09-10 09:00 | 32.2895 |  |  |  |  | 1531.7277 | 0 | bar: Availability G1
2025-09-10 10:00 | 32.6014 |  |  |  |  | 1531.7277 | 0 | bar: Availability G1
2025-09-10 11:00 | 35.6502 |  |  |  |  | 1531.7277 | 0 | bar: Availability G1
2025-09-10 12:00 | 33.0238 |  |  |  |  | 1531.7277 | 0 | bar: Availability G1
2025-09-10 13:00 | 32.6014 |  |  |  |  | 1531.7277 | 0 | bar: Availability G1
2025-09-10 14:00 | 33.8123 |  |  |  |  | 1531.7277 | 0 | bar: Availability G1
2025-09-10 15:00 | 33.8123 |  |  |  |  | 1531.7277 | 0 | bar: Availability G1
2025-09-10 16:00 | 34.6904 |  |  |  |  | 1531.7277 | 0 | bar: Availability G1
2025-09-10 17:00 | 46.0856 |  |  |  |  | 1531.7277 | 0 | bar: Availability G1
2025-09-10 18:00 | 49.3703 |  |  |  |  | 1531.7277 | 0 | bar: Availability G1
2025-09-10 19:00 | 48.5844 |  |  |  |  | 1531.7277 | 0 | bar: Availability G1
2025-09-10 20:00 | 43.5967 |  |  |  |  | 1531.7277 | 0 | bar: Availability G1
2025-09-10 21:00 | 37.9266 |  |  |  |  | 1531.7277 | 0 | bar: Availability G1
2025-09-10 22:00 | 30.3164 |  |  |  |  | 1531.7277 | 0 | bar: Availability G1
2025-09-10 23:00 | 29.6779 |  |  |  |  | 1531.7277 | 0 | bar: Availability G1
2025-09-11 | 26.9376 |  |  |  |  | 1531.7277 | 0 | bar: Availability G1
2025-09-11 01:00 | 26.2801 |  |  |  |  | 1531.7277 | 0 | bar: Availability G1
2025-09-11 02:00 | 25.3985 |  |  |  |  | 1531.7277 | 0 | bar: Availability G1
2025-09-11 03:00 | 26.3636 |  |  |  |  | 1531.7277 | 0 | bar: Availability G1
2025-09-11 04:00 | 30.2992 |  |  |  |  | 1531.7277 | 0 | bar: Availability G1
2025-09-11 05:00 | 31.3796 |  |  |  |  | 1531.7277 | 0 | bar: Availability G1
2025-09-11 06:00 | 27.9921 |  |  |  |  | 1531.7277 | 0 | bar: Availability G1
2025-09-11 07:00 | 27.5371 |  |  |  |  | 1531.7277 | 0 | bar: Availability G1
2025-09-11 08:00 | 27.5687 |  |  |  |  | 1531.7277 | 0 | bar: Availability G1
2025-09-11 09:00 | 31.0667 |  |  |  |  | 1531.7277 | 0 | bar: Availability G1
2025-09-11 10:00 | 32.201 |  |  |  |  | 1531.7277 | 0 | bar: Availability G1
2025-09-11 11:00 | 31.0667 |  |  |  |  | 1531.7277 | 0 | bar: Availability G1
2025-09-11 12:00 | 32.201 |  |  |  |  | 1531.7277 | 0 | bar: Availability G1
2025-09-11 13:00 | 32.201 |  |  |  |  | 1531.7277 | 0 | bar: Availability G1
2025-09-11 14:00 | 32.201 |  |  |  |  | 1531.7277 | 0 | bar: Availability G1
2025-09-11 15:00 | 31.9085 |  |  |  |  | 1531.7277 | 0 | bar: Availability G1
2025-09-11 16:00 | 33.8123 |  |  |  |  | 1531.7277 | 0 | bar: Availability G1
2025-09-11 17:00 | 45.3943 |  |  |  |  | 1531.7277 | 0 | bar: Availability G1
2025-09-11 18:00 | 49.7892 |  |  |  |  | 1531.7277 | 0 | bar: Availability G1
2025-09-11 19:00 | 46.0779 |  |  |  |  | 1531.7277 | 0 | bar: Availability G1
2025-09-11 20:00 | 45.5366 |  |  |  |  | 1531.7277 | 0 | bar: Availability G1
2025-09-11 21:00 | 34.2385 |  |  |  |  | 1531.7277 | 0 | bar: Availability G1
2025-09-11 22:00 | 30.0297 |  |  |  |  | 1531.7277 | 0 | bar: Availability G1
2025-09-11 23:00 | 27.573 |  |  |  |  | 1531.7277 | 0 | bar: Availability G1
2025-09-12 | 27.1063 |  |  |  |  | 1531.7277 | 0 | bar: Availability G1
2025-09-12 01:00 | 26.3636 |  |  |  |  | 1531.7277 | 0 | bar: Availability G1
2025-09-12 02:00 | 26.3636 |  |  |  |  | 1531.7277 | 0 | bar: Availability G1
2025-09-12 03:00 | 26.4099 |  |  |  |  | 1531.7277 | 0 | bar: Availability G1
2025-09-12 04:00 | 28.4766 |  |  |  |  | 1531.7277 | 0 | bar: Availability G1
2025-09-12 05:00 | 35.0555 |  |  |  |  | 1531.7277 | 0 | bar: Availability G1
2025-09-12 06:00 | 36.9226 |  |  |  |  | 1531.7277 | 0 | bar: Availability G1
2025-09-12 07:00 | 32.5093 |  |  |  |  | 1531.7277 | 0 | bar: Availability G1
2025-09-12 08:00 | 32.2895 |  |  |  |  | 1531.7277 | 0 | bar: Availability G1
2025-09-12 09:00 | 32.5093 |  |  |  |  | 1531.7277 | 0 | bar: Availability G1
2025-09-12 10:00 | 32.6014 |  |  |  |  | 1531.7277 | 0 | bar: Availability G1
2025-09-12 11:00 | 32.2895 |  |  |  |  | 1531.7277 | 0 | bar: Availability G1
2025-09-12 12:00 | 32.6014 |  |  |  |  | 1531.7277 | 0 | bar: Availability G1
2025-09-12 13:00 | 31.9085 |  |  |  |  | 1531.7277 | 0 | bar: Availability G1
2025-09-12 14:00 | 32.2895 |  |  |  |  | 1531.7277 | 0 | bar: Availability G1
2025-09-12 15:00 | 32.2895 |  |  |  |  | 1531.7277 | 0 | bar: Availability G1
2025-09-12 16:00 | 31.0667 |  |  |  |  | 1531.7277 | 0 | bar: Availability G1
2025-09-12 17:00 | 42.2637 |  |  |  |  | 1531.7277 | 0 | bar: Availability G1
2025-09-12 18:00 | 48.7268 |  |  |  |  | 1531.7277 | 0 | bar: Availability G1
2025-09-12 19:00 | 46.2009 |  |  |  |  | 1531.7277 | 0 | bar: Availability G1
2025-09-12 20:00 | 41.3506 |  |  |  |  | 1531.7277 | 0 | bar: Availability G1
2025-09-12 21:00 | 32.6014 |  |  |  |  | 1531.7277 | 0 | bar: Availability G1
2025-09-12 22:00 | 27.3097 |  |  |  |  | 1531.7277 | 0 | bar: Availability G1
2025-09-12 23:00 | 28.9229 |  |  |  |  | 1531.7277 | 0 | bar: Availability G1
2025-09-13 | 26.3636 |  |  |  |  | 1531.7277 | 0 | bar: Availability G1
2025-09-13 01:00 | 25.2914 |  |  |  |  | 1531.7277 | 0 | bar: Availability G1
2025-09-13 02:00 | 24.7316 |  |  |  |  | 1531.7277 | 0 | bar: Availability G1
2025-09-13 03:00 | 24.7891 |  |  |  |  | 1531.7277 | 0 | bar: Availability G1
2025-09-13 04:00 | 27.0378 |  |  |  |  | 1531.7277 | 0 | bar: Availability G1
2025-09-13 05:00 | 35.6502 |  |  |  |  | 1531.7277 | 0 | bar: Availability G1
2025-09-13 06:00 | 33.0377 |  |  |  |  | 1531.7277 | 0 | bar: Availability G1
2025-09-13 07:00 | 28.3752 |  |  |  |  | 1531.7277 | 0 | bar: Availability G1
2025-09-13 08:00 | 26.7401 |  |  |  |  | 1531.7277 | 0 | bar: Availability G1
2025-09-13 09:00 | 26.9376 |  |  |  |  | 1531.7277 | 0 | bar: Availability G1
2025-09-13 10:00 | 26.9376 |  |  |  |  | 1531.7277 | 0 | bar: Availability G1
2025-09-13 11:00 | 28.5741 |  |  |  |  | 1531.7277 | 0 | bar: Availability G1
2025-09-13 12:00 | 32.0666 |  |  |  |  | 1531.7277 | 0 | bar: Availability G1
2025-09-13 13:00 | 29.6779 |  |  |  |  | 1531.7277 | 0 | bar: Availability G1
2025-09-13 14:00 | 46.3392 |  |  |  |  | 1531.7277 | 0 | bar: Availability G1
2025-09-13 15:00 | 30.2391 |  |  |  |  | 1531.7277 | 0 | bar: Availability G1
2025-09-13 16:00 | 30.0504 |  |  |  |  | 1531.7277 | 0 | bar: Availability G1
2025-09-13 17:00 | 31.1904 |  |  |  |  | 1531.7277 | 0 | bar: Availability G1
2025-09-13 18:00 | 43.6106 |  |  |  |  | 1531.7277 | 0 | bar: Availability G1
2025-09-13 19:00 | 40.5236 |  |  |  |  | 1531.7277 | 0 | bar: Availability G1
2025-09-13 20:00 | 35.6998 |  |  |  |  | 1531.7277 | 0 | bar: Availability G1
2025-09-13 21:00 | 29.8732 |  |  |  |  | 1531.7277 | 0 | bar: Availability G1
2025-09-13 22:00 | 27.5687 |  |  |  |  | 1531.7277 | 0 | bar: Availability G1
2025-09-13 23:00 | 26.9376 |  |  |  |  | 1531.7277 | 0 | bar: Availability G1
2025-09-14 | 26.9376 |  |  |  |  | 1531.7277 | 0 | bar: Availability G1
2025-09-14 01:00 | 26.4965 |  |  |  |  | 1531.7277 | 0 | bar: Availability G1
2025-09-14 02:00 | 24.5263 |  |  |  |  | 1531.7277 | 0 | bar: Availability G1
2025-09-14 03:00 | 24.5813 |  |  |  |  | 1531.7277 | 0 | bar: Availability G1
2025-09-14 04:00 | 26.4965 |  |  |  |  | 1531.7277 | 0 | bar: Availability G1
2025-09-14 05:00 | 26.4965 |  |  |  |  | 1531.7277 | 0 | bar: Availability G1
2025-09-14 06:00 | 27.1056 |  |  |  |  | 1531.7277 | 0 | bar: Availability G1
2025-09-14 07:00 | 24.7193 |  |  |  |  | 1531.7277 | 0 | bar: Availability G1
2025-09-14 08:00 | 26.3547 |  |  |  |  | 1531.7277 | 0 | bar: Availability G1
2025-09-14 09:00 | 26.8562 |  |  |  |  | 1531.7277 | 0 | bar: Availability G1
2025-09-14 10:00 | 31.3796 |  |  |  |  | 1531.7277 | 0 | bar: Availability G1
2025-09-14 11:00 | 27.2824 |  |  |  |  | 1531.7277 | 0 | bar: Availability G1
2025-09-14 12:00 | 31.2474 |  |  |  |  | 1531.7277 | 0 | bar: Availability G1
2025-09-14 13:00 | 31.6699 |  |  |  |  | 1531.7277 | 0 | bar: Availability G1
2025-09-14 14:00 | 32.6718 |  |  |  |  | 1531.7277 | 0 | bar: Availability G1
2025-09-14 15:00 | 31.9932 |  |  |  |  | 1531.7277 | 0 | bar: Availability G1
2025-09-14 16:00 | 32.6718 |  |  |  |  | 1531.7277 | 0 | bar: Availability G1
2025-09-14 17:00 | 40.5236 |  |  |  |  | 1531.7277 | 0 | bar: Availability G1
2025-09-14 18:00 | 48.4586 |  |  |  |  | 1531.7277 | 0 | bar: Availability G1
2025-09-14 19:00 | 42.1329 |  |  |  |  | 1531.7277 | 0 | bar: Availability G1
2025-09-14 20:00 | 37.9499 |  |  |  |  | 1531.7277 | 0 | bar: Availability G1
2025-09-14 21:00 | 28.9877 |  |  |  |  | 1531.7277 | 0 | bar: Availability G1
2025-09-14 22:00 | 28.9877 |  |  |  |  | 1531.7277 | 0 | bar: Availability G1
2025-09-14 23:00 | 29.6779 |  |  |  |  | 1531.7277 | 0 | bar: Availability G1
2025-09-15 | 27.573 |  |  |  |  | 1531.7277 | 0 | bar: Availability G1
2025-09-15 01:00 | 26.8356 |  |  |  |  | 1531.7277 | 0 | bar: Availability G1
2025-09-15 02:00 | 26.9376 |  |  |  |  | 1531.7277 | 0 | bar: Availability G1
2025-09-15 03:00 | 28.5878 |  |  |  |  | 1531.7277 | 0 | bar: Availability G1
2025-09-15 04:00 | 30.2172 |  |  |  |  | 1531.7277 | 0 | bar: Availability G1
2025-09-15 05:00 | 33.1673 |  |  |  |  | 1531.7277 | 0 | bar: Availability G1
2025-09-15 06:00 | 35.6502 |  |  |  |  | 1531.7277 | 0 | bar: Availability G1
2025-09-15 07:00 | 30.6157 |  |  |  |  | 1531.7277 | 0 | bar: Availability G1
2025-09-15 08:00 | 30.6157 |  |  |  |  | 1531.7277 | 0 | bar: Availability G1
2025-09-15 09:00 | 30.6157 |  |  |  |  | 1531.7277 | 0 | bar: Availability G1
2025-09-15 10:00 | 30.6157 |  |  |  |  | 1531.7277 | 0 | bar: Availability G1
2025-09-15 11:00 | 31.7617 |  |  |  |  | 1531.7277 | 0 | bar: Availability G1
2025-09-15 12:00 | 32.7847 |  |  |  |  | 1531.7277 | 0 | bar: Availability G1
2025-09-15 13:00 | 33.8123 |  |  |  |  | 1531.7277 | 0 | bar: Availability G1
2025-09-15 14:00 | 33.8123 |  |  |  |  | 1531.7277 | 0 | bar: Availability G1
2025-09-15 15:00 | 51.0335 |  |  |  |  | 1531.7277 | 0 | bar: Availability G1
2025-09-15 16:00 | 36.4198 |  |  |  |  | 1531.7277 | 0 | bar: Availability G1
2025-09-15 17:00 | 48.5256 |  |  |  |  | 1531.7277 | 0 | bar: Availability G1
2025-09-15 18:00 | 51.3111 |  |  |  |  | 1531.7277 | 0 | bar: Availability G1
2025-09-15 19:00 | 51.3111 |  |  |  |  | 1531.7277 | 0 | bar: Availability G1
2025-09-15 20:00 | 46.9798 |  |  |  |  | 1531.7277 | 0 | bar: Availability G1
2025-09-15 21:00 | 38.8617 |  |  |  |  | 1531.7277 | 0 | bar: Availability G1
2025-09-15 22:00 | 32.201 |  |  |  |  | 1531.7277 | 0 | bar: Availability G1
2025-09-15 23:00 | 31.0667 |  |  |  |  | 1531.7277 | 0 | bar: Availability G1
2025-09-16 | 27.0892 |  |  |  |  | 1531.7277 | 0 | bar: Availability G1
2025-09-16 01:00 | 26.9 |  |  |  |  | 1531.7277 | 0 | bar: Availability G1
2025-09-16 02:00 | 26.9 |  |  |  |  | 1531.7277 | 0 | bar: Availability G1
2025-09-16 03:00 | 26.9376 |  |  |  |  | 1531.7277 | 0 | bar: Availability G1
2025-09-16 04:00 | 31.0667 |  |  |  |  | 1531.7277 | 0 | bar: Availability G1
2025-09-16 05:00 | 32.201 |  |  |  |  | 1531.7277 | 0 | bar: Availability G1
2025-09-16 06:00 | 35.6502 |  |  |  |  | 1531.7277 | 0 | bar: Availability G1
2025-09-16 07:00 | 32.1703 |  |  |  |  | 1531.7277 | 0 | bar: Availability G1
2025-09-16 08:00 | 32.201 |  |  |  |  | 1531.7277 | 0 | bar: Availability G1
2025-09-16 09:00 | 33.8248 |  |  |  |  | 1531.7277 | 0 | bar: Availability G1
2025-09-16 10:00 | 32.1703 |  |  |  |  | 1531.7277 | 0 | bar: Availability G1
2025-09-16 11:00 | 32.1703 |  |  |  |  | 1531.7277 | 0 | bar: Availability G1
2025-09-16 12:00 | 32.201 |  |  |  |  | 1531.7277 | 0 | bar: Availability G1
2025-09-16 13:00 | 32.6014 |  |  |  |  | 1531.7277 | 0 | bar: Availability G1
2025-09-16 14:00 | 35.6502 |  |  |  |  | 1531.7277 | 0 | bar: Availability G1
2025-09-16 15:00 | 35.6502 |  |  |  |  | 1531.7277 | 0 | bar: Availability G1
2025-09-16 16:00 | 35.1906 |  |  |  |  | 1531.7277 | 0 | bar: Availability G1
2025-09-16 17:00 | 46.9798 |  |  |  |  | 1531.7277 | 0 | bar: Availability G1
2025-09-16 18:00 | 50.7764 |  |  |  |  | 1531.7277 | 0 | bar: Availability G1
2025-09-16 19:00 | 50.7764 |  |  |  |  | 1531.7277 | 0 | bar: Availability G1
2025-09-16 20:00 | 46.8185 |  |  |  |  | 1531.7277 | 0 | bar: Availability G1
2025-09-16 21:00 | 38.6253 |  |  |  |  | 1531.7277 | 0 | bar: Availability G1
2025-09-16 22:00 | 31.3796 |  |  |  |  | 1531.7277 | 0 | bar: Availability G1
2025-09-16 23:00 | 28.5529 |  |  |  |  | 1531.7277 | 0 | bar: Availability G1
2025-09-17 | 27.6288 |  |  |  |  | 1531.7277 | 0 | bar: Availability G1
2025-09-17 01:00 | 26.3636 |  |  |  |  | 1531.7277 | 0 | bar: Availability G1
2025-09-17 02:00 | 26.3636 |  |  |  |  | 1531.7277 | 0 | bar: Availability G1
2025-09-17 03:00 | 27.1056 |  |  |  |  | 1531.7277 | 0 | bar: Availability G1
2025-09-17 04:00 | 28.5529 |  |  |  |  | 1531.7277 | 0 | bar: Availability G1
2025-09-17 05:00 | 32.2214 |  |  |  |  | 1531.7277 | 0 | bar: Availability G1
2025-09-17 06:00 | 33.0238 |  |  |  |  | 1531.7277 | 0 | bar: Availability G1
2025-09-17 07:00 | 32.201 |  |  |  |  | 1531.7277 | 0 | bar: Availability G1
2025-09-17 08:00 | 32.1703 |  |  |  |  | 1531.7277 | 0 | bar: Availability G1
2025-09-17 09:00 | 32.201 |  |  |  |  | 1531.7277 | 0 | bar: Availability G1
2025-09-17 10:00 | 32.201 |  |  |  |  | 1531.7277 | 0 | bar: Availability G1
2025-09-17 11:00 | 33.0238 |  |  |  |  | 1531.7277 | 0 | bar: Availability G1
2025-09-17 12:00 | 33.0238 |  |  |  |  | 1531.7277 | 0 | bar: Availability G1
2025-09-17 13:00 | 32.7847 |  |  |  |  | 1531.7277 | 0 | bar: Availability G1
2025-09-17 14:00 | 32.201 |  |  |  |  | 1531.7277 | 0 | bar: Availability G1
2025-09-17 15:00 | 32.201 |  |  |  |  | 1531.7277 | 0 | bar: Availability G1
2025-09-17 16:00 | 32.4064 |  |  |  |  | 1531.7277 | 0 | bar: Availability G1
2025-09-17 17:00 | 42.3598 |  |  |  |  | 1531.7277 | 0 | bar: Availability G1
2025-09-17 18:00 | 49.3702 |  |  |  |  | 1531.7277 | 0 | bar: Availability G1
2025-09-17 19:00 | 46.3392 |  |  |  |  | 1531.7277 | 0 | bar: Availability G1
2025-09-17 20:00 | 42.6251 |  |  |  |  | 1531.7277 | 0 | bar: Availability G1
2025-09-17 21:00 | 33.9333 |  |  |  |  | 1531.7277 | 0 | bar: Availability G1
2025-09-17 22:00 | 32.201 |  |  |  |  | 1531.7277 | 0 | bar: Availability G1
2025-09-17 23:00 | 31.831 |  |  |  |  | 1531.7277 | 0 | bar: Availability G1
2025-09-18 | 27.5687 |  |  |  |  | 1531.7277 | 0 | bar: Availability G1
2025-09-18 01:00 | 26.9376 |  |  |  |  | 1531.7277 | 0 | bar: Availability G1
2025-09-18 02:00 | 26.9 |  |  |  |  | 1531.7277 | 0 | bar: Availability G1
2025-09-18 03:00 | 27.1056 |  |  |  |  | 1531.7277 | 0 | bar: Availability G1
2025-09-18 04:00 | 30.4538 |  |  |  |  | 1531.7277 | 0 | bar: Availability G1
2025-09-18 05:00 | 43.58 |  |  |  |  | 1531.7277 | 0 | bar: Availability G1
2025-09-18 06:00 | 37.0316 |  |  |  |  | 1531.7277 | 0 | bar: Availability G1
2025-09-18 07:00 | 32.201 |  |  |  |  | 1531.7277 | 0 | bar: Availability G1
2025-09-18 08:00 | 31.7797 |  |  |  |  | 1531.7277 | 0 | bar: Availability G1
2025-09-18 09:00 | 32.201 |  |  |  |  | 1531.7277 | 0 | bar: Availability G1
2025-09-18 10:00 | 32.6014 |  |  |  |  | 1531.7277 | 0 | bar: Availability G1
2025-09-18 11:00 | 32.2895 |  |  |  |  | 1531.7277 | 0 | bar: Availability G1
2025-09-18 12:00 | 32.6718 |  |  |  |  | 1531.7277 | 0 | bar: Availability G1
2025-09-18 13:00 | 33.0238 |  |  |  |  | 1531.7277 | 0 | bar: Availability G1
2025-09-18 14:00 | 32.6014 |  |  |  |  | 1531.7277 | 0 | bar: Availability G1
2025-09-18 15:00 | 32.201 |  |  |  |  | 1531.7277 | 0 | bar: Availability G1
2025-09-18 16:00 | 32.6014 |  |  |  |  | 1531.7277 | 0 | bar: Availability G1
2025-09-18 17:00 | 42.676 |  |  |  |  | 1531.7277 | 0 | bar: Availability G1
2025-09-18 18:00 | 50.2974 |  |  |  |  | 1531.7277 | 0 | bar: Availability G1
2025-09-18 19:00 | 43.4983 |  |  |  |  | 1531.7277 | 0 | bar: Availability G1
2025-09-18 20:00 | 42.6251 |  |  |  |  | 1531.7277 | 0 | bar: Availability G1
2025-09-18 21:00 | 33.0238 |  |  |  |  | 1531.7277 | 0 | bar: Availability G1
2025-09-18 22:00 | 31.0667 |  |  |  |  | 1531.7277 | 0 | bar: Availability G1
2025-09-18 23:00 | 29.3346 |  |  |  |  | 1531.7277 | 0 | bar: Availability G1
2025-09-19 | 28.5167 |  |  |  |  | 1531.7277 | 0 | bar: Availability G1
2025-09-19 01:00 | 26.6122 |  |  |  |  | 1531.7277 | 0 | bar: Availability G1
2025-09-19 02:00 | 25.5318 |  |  |  |  | 1531.7277 | 0 | bar: Availability G1
2025-09-19 03:00 | 26.9376 |  |  |  |  | 1531.7277 | 0 | bar: Availability G1
2025-09-19 04:00 | 28.1246 |  |  |  |  | 1531.7277 | 0 | bar: Availability G1
2025-09-19 05:00 | 35.6502 |  |  |  |  | 1531.7277 | 0 | bar: Availability G1
2025-09-19 06:00 | 39.017 |  |  |  |  | 1531.7277 | 0 | bar: Availability G1
2025-09-19 07:00 | 33.8113 |  |  |  |  | 1531.7277 | 0 | bar: Availability G1
2025-09-19 08:00 | 32.7365 |  |  |  |  | 1531.7277 | 0 | bar: Availability G1
2025-09-19 09:00 | 31.0162 |  |  |  |  | 1531.7277 | 0 | bar: Availability G1
2025-09-19 10:00 | 32.6184 |  |  |  |  | 1531.7277 | 0 | bar: Availability G1
2025-09-19 11:00 | 32.2895 |  |  |  |  | 1531.7277 | 0 | bar: Availability G1
2025-09-19 12:00 | 32.6718 |  |  |  |  | 1531.7277 | 0 | bar: Availability G1
2025-09-19 13:00 | 35.6995 |  |  |  |  | 1531.7277 | 0 | bar: Availability G1
2025-09-19 14:00 | 32.2895 |  |  |  |  | 1531.7277 | 0 | bar: Availability G1
2025-09-19 15:00 | 32.2895 |  |  |  |  | 1531.7277 | 0 | bar: Availability G1
2025-09-19 16:00 | 34.0429 |  |  |  |  | 1531.7277 | 0 | bar: Availability G1
2025-09-19 17:00 | 32.6718 |  |  |  |  | 1531.7277 | 0 | bar: Availability G1
2025-09-19 18:00 | 40.8643 |  |  |  |  | 1531.7277 | 0 | bar: Availability G1
2025-09-19 19:00 | 37.3051 |  |  |  |  | 1531.7277 | 0 | bar: Availability G1
2025-09-19 20:00 | 31.3796 |  |  |  |  | 1531.7277 | 0 | bar: Availability G1
2025-09-19 21:00 | 29.6779 |  |  |  |  | 1531.7277 | 0 | bar: Availability G1
2025-09-19 22:00 | 26.9376 |  |  |  |  | 1531.7277 | 0 | bar: Availability G1
2025-09-19 23:00 | 25.7623 |  |  |  |  | 1531.7277 | 0 | bar: Availability G1
2025-09-20 | 24.5813 |  |  |  |  | 1531.7277 | 0 | bar: Availability G1
2025-09-20 01:00 | 23.3531 |  |  |  |  | 1531.7277 | 0 | bar: Availability G1
2025-09-20 02:00 | 23.1257 |  |  |  |  | 1531.7277 | 0 | bar: Availability G1
2025-09-20 03:00 | 23.8991 |  |  |  |  | 1531.7277 | 0 | bar: Availability G1
2025-09-20 04:00 | 24.7891 |  |  |  |  | 1531.7277 | 0 | bar: Availability G1
2025-09-20 05:00 | 26.0691 |  |  |  |  | 1531.7277 | 0 | bar: Availability G1
2025-09-20 06:00 | 29.7096 |  |  |  |  | 1531.7277 | 0 | bar: Availability G1
2025-09-20 07:00 | 27.0405 |  |  |  |  | 1531.7277 | 0 | bar: Availability G1
2025-09-20 08:00 | 24.5813 |  |  |  |  | 1531.7277 | 0 | bar: Availability G1
2025-09-20 09:00 | 25.4032 |  |  |  |  | 1531.7277 | 0 | bar: Availability G1
2025-09-20 10:00 | 27.1589 |  |  |  |  | 1531.7277 | 0 | bar: Availability G1
2025-09-20 11:00 | 26.9376 |  |  |  |  | 1531.7277 | 0 | bar: Availability G1
2025-09-20 12:00 | 46.3392 |  |  |  |  | 1531.7277 | 0 | bar: Availability G1
2025-09-20 13:00 | 25.7193 |  |  |  |  | 1531.7277 | 0 | bar: Availability G1
2025-09-20 14:00 | 27.1063 |  |  |  |  | 1531.7277 | 0 | bar: Availability G1
2025-09-20 15:00 | 27.9325 |  |  |  |  | 1531.7277 | 0 | bar: Availability G1
2025-09-20 16:00 | 29.4197 |  |  |  |  | 1531.7277 | 0 | bar: Availability G1
2025-09-20 17:00 | 29.6779 |  |  |  |  | 1531.7277 | 0 | bar: Availability G1
2025-09-20 18:00 | 40.8376 |  |  |  |  | 1531.7277 | 0 | bar: Availability G1
2025-09-20 19:00 | 38.8993 |  |  |  |  | 1531.7277 | 0 | bar: Availability G1
2025-09-20 20:00 | 27.2824 |  |  |  |  | 1531.7277 | 0 | bar: Availability G1
2025-09-20 21:00 | 25.3196 |  |  |  |  | 1531.7277 | 0 | bar: Availability G1
2025-09-20 22:00 | 24.654 |  |  |  |  | 1531.7277 | 0 | bar: Availability G1
2025-09-20 23:00 | 24.654 |  |  |  |  | 1531.7277 | 0 | bar: Availability G1
2025-09-21 | 24.5365 |  |  |  |  | 1531.7277 | 0 | bar: Availability G1
2025-09-21 01:00 | 24.4793 |  |  |  |  | 1531.7277 | 0 | bar: Availability G1
2025-09-21 02:00 | 24.4793 |  |  |  |  | 1531.7277 | 0 | bar: Availability G1
2025-09-21 03:00 | 26.1053 |  |  |  |  | 1531.7277 | 0 | bar: Availability G1
2025-09-21 04:00 | 26.9376 |  |  |  |  | 1531.7277 | 0 | bar: Availability G1
2025-09-21 05:00 | 28.5962 |  |  |  |  | 1531.7277 | 0 | bar: Availability G1
2025-09-21 06:00 | 26.9376 |  |  |  |  | 1531.7277 | 0 | bar: Availability G1
2025-09-21 07:00 | 24.4793 |  |  |  |  | 1531.7277 | 0 | bar: Availability G1
2025-09-21 08:00 | 23.1257 |  |  |  |  | 1531.7277 | 0 | bar: Availability G1
2025-09-21 09:00 | 23.059 |  |  |  |  | 1531.7277 | 0 | bar: Availability G1
2025-09-21 10:00 | 23.1257 |  |  |  |  | 1531.7277 | 0 | bar: Availability G1
2025-09-21 11:00 | 24.4793 |  |  |  |  | 1531.7277 | 0 | bar: Availability G1
2025-09-21 12:00 | 24.4793 |  |  |  |  | 1531.7277 | 0 | bar: Availability G1
2025-09-21 13:00 | 24.4793 |  |  |  |  | 1531.7277 | 0 | bar: Availability G1
2025-09-21 14:00 | 25.0723 |  |  |  |  | 1531.7277 | 0 | bar: Availability G1
2025-09-21 15:00 | 26.9376 |  |  |  |  | 1531.7277 | 0 | bar: Availability G1
2025-09-21 16:00 | 27.2824 |  |  |  |  | 1531.7277 | 0 | bar: Availability G1
2025-09-21 17:00 | 32.8017 |  |  |  |  | 1531.7277 | 0 | bar: Availability G1
2025-09-21 18:00 | 47.3969 |  |  |  |  | 1531.7277 | 0 | bar: Availability G1
2025-09-21 19:00 | 44.3826 |  |  |  |  | 1531.7277 | 0 | bar: Availability G1
2025-09-21 20:00 | 31.8955 |  |  |  |  | 1531.7277 | 0 | bar: Availability G1
2025-09-21 21:00 | 26.8836 |  |  |  |  | 1531.7277 | 0 | bar: Availability G1
2025-09-21 22:00 | 25.3196 |  |  |  |  | 1531.7277 | 0 | bar: Availability G1
2025-09-21 23:00 | 24.7316 |  |  |  |  | 1531.7277 | 0 | bar: Availability G1
2025-09-22 | 24.654 |  |  |  |  | 1531.7277 | 0 | bar: Availability G1
2025-09-22 01:00 | 24.3068 |  |  |  |  | 1531.7277 | 0 | bar: Availability G1
2025-09-22 02:00 | 24.3068 |  |  |  |  | 1531.7277 | 0 | bar: Availability G1
2025-09-22 03:00 | 23.9422 |  |  |  |  | 1531.7277 | 0 | bar: Availability G1
2025-09-22 04:00 | 24.7316 |  |  |  |  | 1531.7277 | 0 | bar: Availability G1
2025-09-22 05:00 | 26.9376 |  |  |  |  | 1531.7277 | 0 | bar: Availability G1
2025-09-22 06:00 | 28.9877 |  |  |  |  | 1531.7277 | 0 | bar: Availability G1
2025-09-22 07:00 | 26.3636 |  |  |  |  | 1531.7277 | 0 | bar: Availability G1
2025-09-22 08:00 | 24.8039 |  |  |  |  | 1531.7277 | 0 | bar: Availability G1
2025-09-22 09:00 | 26.3636 |  |  |  |  | 1531.7277 | 0 | bar: Availability G1
2025-09-22 10:00 | 24.7316 |  |  |  |  | 1531.7277 | 0 | bar: Availability G1
2025-09-22 11:00 | 26.9376 |  |  |  |  | 1531.7277 | 0 | bar: Availability G1
2025-09-22 12:00 | 29.8096 |  |  |  |  | 1531.7277 | 0 | bar: Availability G1
2025-09-22 13:00 | 29.8497 |  |  |  |  | 1531.7277 | 0 | bar: Availability G1
2025-09-22 14:00 | 28.5968 |  |  |  |  | 1531.7277 | 0 | bar: Availability G1
2025-09-22 15:00 | 27.2824 |  |  |  |  | 1531.7277 | 0 | bar: Availability G1
2025-09-22 16:00 | 29.6063 |  |  |  |  | 1531.7277 | 0 | bar: Availability G1
2025-09-22 17:00 | 42.3836 |  |  |  |  | 1531.7277 | 0 | bar: Availability G1
2025-09-22 18:00 | 50.6743 |  |  |  |  | 1531.7277 | 0 | bar: Availability G1
2025-09-22 19:00 | 50.6743 |  |  |  |  | 1531.7277 | 0 | bar: Availability G1
2025-09-22 20:00 | 44.3827 |  |  |  |  | 1531.7277 | 0 | bar: Availability G1
2025-09-22 21:00 | 34.9319 |  |  |  |  | 1531.7277 | 0 | bar: Availability G1
2025-09-22 22:00 | 31.831 |  |  |  |  | 1531.7277 | 0 | bar: Availability G1
2025-09-22 23:00 | 29.6779 |  |  |  |  | 1531.7277 | 0 | bar: Availability G1
2025-09-23 | 24.7316 |  |  |  |  | 1531.7277 | 0 | bar: Availability G1
2025-09-23 01:00 | 24.7193 |  |  |  |  | 1531.7277 | 0 | bar: Availability G1
2025-09-23 02:00 | 24.674 |  |  |  |  | 1531.7277 | 0 | bar: Availability G1
2025-09-23 03:00 | 24.7316 |  |  |  |  | 1531.7277 | 0 | bar: Availability G1
2025-09-23 04:00 | 26.1161 |  |  |  |  | 1531.7277 | 0 | bar: Availability G1
2025-09-23 05:00 | 35.3122 |  |  |  |  | 1531.7277 | 0 | bar: Availability G1
2025-09-23 06:00 | 27.2824 |  |  |  |  | 1531.7277 | 0 | bar: Availability G1
2025-09-23 07:00 | 27.9589 |  |  |  |  | 1531.7277 | 0 | bar: Availability G1
2025-09-23 08:00 | 26.3636 |  |  |  |  | 1531.7277 | 0 | bar: Availability G1
2025-09-23 09:00 | 26.3636 |  |  |  |  | 1531.7277 | 0 | bar: Availability G1
2025-09-23 10:00 | 26.9376 |  |  |  |  | 1531.7277 | 0 | bar: Availability G1
2025-09-23 11:00 | 27.2824 |  |  |  |  | 1531.7277 | 0 | bar: Availability G1
2025-09-23 12:00 | 28.9877 |  |  |  |  | 1531.7277 | 0 | bar: Availability G1
2025-09-23 13:00 | 32.7847 |  |  |  |  | 1531.7277 | 0 | bar: Availability G1
2025-09-23 14:00 | 32.7847 |  |  |  |  | 1531.7277 | 0 | bar: Availability G1
2025-09-23 15:00 | 40.5236 |  |  |  |  | 1531.7277 | 0 | bar: Availability G1
2025-09-23 16:00 | 34.4573 |  |  |  |  | 1531.7277 | 0 | bar: Availability G1
2025-09-23 17:00 | 48.8417 |  |  |  |  | 1531.7277 | 0 | bar: Availability G1
2025-09-23 18:00 | 52.7205 |  |  |  |  | 1531.7277 | 0 | bar: Availability G1
2025-09-23 19:00 | 52.7205 |  |  |  |  | 1531.7277 | 0 | bar: Availability G1
2025-09-23 20:00 | 47.8464 |  |  |  |  | 1531.7277 | 0 | bar: Availability G1
2025-09-23 21:00 | 39.5722 |  |  |  |  | 1531.7277 | 0 | bar: Availability G1
2025-09-23 22:00 | 31.3796 |  |  |  |  | 1531.7277 | 0 | bar: Availability G1
2025-09-23 23:00 | 27.2683 |  |  |  |  | 1531.7277 | 0 | bar: Availability G1
2025-09-24 | 26.9 |  |  |  |  | 1531.7277 | 0 | bar: Availability G1
2025-09-24 01:00 | 25.083 |  |  |  |  | 1531.7277 | 0 | bar: Availability G1
2025-09-24 02:00 | 24.7316 |  |  |  |  | 1531.7277 | 0 | bar: Availability G1
2025-09-24 03:00 | 25.3196 |  |  |  |  | 1531.7277 | 0 | bar: Availability G1
2025-09-24 04:00 | 30.2172 |  |  |  |  | 1531.7277 | 0 | bar: Availability G1
2025-09-24 05:00 | 35.3269 |  |  |  |  | 1531.7277 | 0 | bar: Availability G1
2025-09-24 06:00 | 37.0316 |  |  |  |  | 1531.7277 | 0 | bar: Availability G1
2025-09-24 07:00 | 32.201 |  |  |  |  | 1531.7277 | 0 | bar: Availability G1
2025-09-24 08:00 | 31.3796 |  |  |  |  | 1531.7277 | 0 | bar: Availability G1
2025-09-24 09:00 | 32.1703 |  |  |  |  | 1531.7277 | 0 | bar: Availability G1
2025-09-24 10:00 | 32.201 |  |  |  |  | 1531.7277 | 0 | bar: Availability G1
2025-09-24 11:00 | 33.2147 |  |  |  |  | 1531.7277 | 0 | bar: Availability G1
2025-09-24 12:00 | 32.201 |  |  |  |  | 1531.7277 | 0 | bar: Availability G1
2025-09-24 13:00 | 32.201 |  |  |  |  | 1531.7277 | 0 | bar: Availability G1
2025-09-24 14:00 | 32.6718 |  |  |  |  | 1531.7277 | 0 | bar: Availability G1
2025-09-24 15:00 | 31.0667 |  |  |  |  | 1531.7277 | 0 | bar: Availability G1
2025-09-24 16:00 | 32.201 |  |  |  |  | 1531.7277 | 0 | bar: Availability G1
2025-09-24 17:00 | 44.3826 |  |  |  |  | 1531.7277 | 0 | bar: Availability G1
2025-09-24 18:00 | 51.5496 |  |  |  |  | 1531.7277 | 0 | bar: Availability G1
2025-09-24 19:00 | 51.2004 |  |  |  |  | 1531.7277 | 0 | bar: Availability G1
2025-09-24 20:00 | 45.3943 |  |  |  |  | 1531.7277 | 0 | bar: Availability G1
2025-09-24 21:00 | 36.9063 |  |  |  |  | 1531.7277 | 0 | bar: Availability G1
2025-09-24 22:00 | 30.8552 |  |  |  |  | 1531.7277 | 0 | bar: Availability G1
2025-09-24 23:00 | 28.5529 |  |  |  |  | 1531.7277 | 0 | bar: Availability G1
2025-09-25 | 27.1589 |  |  |  |  | 1531.7277 | 0 | bar: Availability G1
2025-09-25 01:00 | 24.8039 |  |  |  |  | 1531.7277 | 0 | bar: Availability G1
2025-09-25 02:00 | 24.739 |  |  |  |  | 1531.7277 | 0 | bar: Availability G1
2025-09-25 03:00 | 25.7416 |  |  |  |  | 1531.7277 | 0 | bar: Availability G1
2025-09-25 04:00 | 29.6779 |  |  |  |  | 1531.7277 | 0 | bar: Availability G1
2025-09-25 05:00 | 37.8076 |  |  |  |  | 1531.7277 | 0 | bar: Availability G1
2025-09-25 06:00 | 34.8886 |  |  |  |  | 1531.7277 | 0 | bar: Availability G1
2025-09-25 07:00 | 31.8908 |  |  |  |  | 1531.7277 | 0 | bar: Availability G1
2025-09-25 08:00 | 30.0787 |  |  |  |  | 1531.7277 | 0 | bar: Availability G1
2025-09-25 09:00 | 30.6157 |  |  |  |  | 1531.7277 | 0 | bar: Availability G1
2025-09-25 10:00 | 31.0667 |  |  |  |  | 1531.7277 | 0 | bar: Availability G1
2025-09-25 11:00 | 31.0667 |  |  |  |  | 1531.7277 | 0 | bar: Availability G1
2025-09-25 12:00 | 31.0667 |  |  |  |  | 1531.7277 | 0 | bar: Availability G1
2025-09-25 13:00 | 32.1703 |  |  |  |  | 1531.7277 | 0 | bar: Availability G1
2025-09-25 14:00 | 32.1703 |  |  |  |  | 1531.7277 | 0 | bar: Availability G1
2025-09-25 15:00 | 32.201 |  |  |  |  | 1531.7277 | 0 | bar: Availability G1
2025-09-25 16:00 | 32.6718 |  |  |  |  | 1531.7277 | 0 | bar: Availability G1
2025-09-25 17:00 | 42.9971 |  |  |  |  | 1531.7277 | 0 | bar: Availability G1
2025-09-25 18:00 | 51.5496 |  |  |  |  | 1531.7277 | 0 | bar: Availability G1
2025-09-25 19:00 | 51.0335 |  |  |  |  | 1531.7277 | 0 | bar: Availability G1
2025-09-25 20:00 | 46.3392 |  |  |  |  | 1531.7277 | 0 | bar: Availability G1
2025-09-25 21:00 | 35.7703 |  |  |  |  | 1531.7277 | 0 | bar: Availability G1
2025-09-25 22:00 | 29.4197 |  |  |  |  | 1531.7277 | 0 | bar: Availability G1
2025-09-25 23:00 | 27.1305 |  |  |  |  | 1531.7277 | 0 | bar: Availability G1
2025-09-26 | 26.7094 |  |  |  |  | 1531.7277 | 0 | bar: Availability G1
2025-09-26 01:00 | 24.7316 |  |  |  |  | 1531.7277 | 0 | bar: Availability G1
2025-09-26 02:00 | 24.654 |  |  |  |  | 1531.7277 | 0 | bar: Availability G1
2025-09-26 03:00 | 24.654 |  |  |  |  | 1531.7277 | 0 | bar: Availability G1
2025-09-26 04:00 | 26.4466 |  |  |  |  | 1531.7277 | 0 | bar: Availability G1
2025-09-26 05:00 | 34.2385 |  |  |  |  | 1531.7277 | 0 | bar: Availability G1
2025-09-26 06:00 | 39.0418 |  |  |  |  | 1531.7277 | 0 | bar: Availability G1
2025-09-26 07:00 | 35.6242 |  |  |  |  | 1531.7277 | 0 | bar: Availability G1
2025-09-26 08:00 | 28.9877 |  |  |  |  | 1531.7277 | 0 | bar: Availability G1
2025-09-26 09:00 | 26.9376 |  |  |  |  | 1531.7277 | 0 | bar: Availability G1
2025-09-26 10:00 | 26.3636 |  |  |  |  | 1531.7277 | 0 | bar: Availability G1
2025-09-26 11:00 | 25.2914 |  |  |  |  | 1531.7277 | 0 | bar: Availability G1
2025-09-26 12:00 | 26.9376 |  |  |  |  | 1531.7277 | 0 | bar: Availability G1
2025-09-26 13:00 | 27.2824 |  |  |  |  | 1531.7277 | 0 | bar: Availability G1
2025-09-26 14:00 | 27.2824 |  |  |  |  | 1531.7277 | 0 | bar: Availability G1
2025-09-26 15:00 | 28.1883 |  |  |  |  | 1531.7277 | 0 | bar: Availability G1
2025-09-26 16:00 | 30.2269 |  |  |  |  | 1531.7277 | 0 | bar: Availability G1
2025-09-26 17:00 | 29.2871 |  |  |  |  | 1531.7277 | 0 | bar: Availability G1
2025-09-26 18:00 | 37.933 |  |  |  |  | 1531.7277 | 0 | bar: Availability G1
2025-09-26 19:00 | 35.5931 |  |  |  |  | 1531.7277 | 0 | bar: Availability G1
2025-09-26 20:00 | 30.7995 |  |  |  |  | 1531.7277 | 0 | bar: Availability G1
2025-09-26 21:00 | 24.654 |  |  |  |  | 1531.7277 | 0 | bar: Availability G1
2025-09-26 22:00 | 25.7747 |  |  |  |  | 1531.7277 | 0 | bar: Availability G1
2025-09-26 23:00 | 26.9376 |  |  |  |  | 1531.7277 | 0 | bar: Availability G1
2025-09-27 | 24.7148 |  |  |  |  | 1531.7277 | 0 | bar: Availability G1
2025-09-27 01:00 | 23.8991 |  |  |  |  | 1531.7277 | 0 | bar: Availability G1
2025-09-27 02:00 | 26.699 |  |  |  |  | 1531.7277 | 0 | bar: Availability G1
2025-09-27 03:00 | 25.1799 |  |  |  |  | 1531.7277 | 0 | bar: Availability G1
2025-09-27 04:00 | 24.8039 |  |  |  |  | 1531.7277 | 0 | bar: Availability G1
2025-09-27 05:00 | 31.3796 |  |  |  |  | 1531.7277 | 0 | bar: Availability G1
2025-09-27 06:00 | 33.8113 |  |  |  |  | 1531.7277 | 0 | bar: Availability G1
2025-09-27 07:00 | 32.0981 |  |  |  |  | 1531.7277 | 0 | bar: Availability G1
2025-09-27 08:00 | 26.8417 |  |  |  |  | 1531.7277 | 0 | bar: Availability G1
2025-09-27 09:00 | 26.9376 |  |  |  |  | 1531.7277 | 0 | bar: Availability G1
2025-09-27 10:00 | 26.9376 |  |  |  |  | 1531.7277 | 0 | bar: Availability G1
2025-09-27 11:00 | 27.1589 |  |  |  |  | 1531.7277 | 0 | bar: Availability G1
2025-09-27 12:00 | 40.5236 |  |  |  |  | 1531.7277 | 0 | bar: Availability G1
2025-09-27 13:00 | 28.7828 |  |  |  |  | 1531.7277 | 0 | bar: Availability G1
2025-09-27 14:00 | 27.2824 |  |  |  |  | 1531.7277 | 0 | bar: Availability G1
2025-09-27 15:00 | 27.2824 |  |  |  |  | 1531.7277 | 0 | bar: Availability G1
2025-09-27 16:00 | 26.3636 |  |  |  |  | 1531.7277 | 0 | bar: Availability G1
2025-09-27 17:00 | 25.2914 |  |  |  |  | 1531.7277 | 0 | bar: Availability G1
2025-09-27 18:00 | 36.037 |  |  |  |  | 1531.7277 | 0 | bar: Availability G1
2025-09-27 19:00 | 36.2869 |  |  |  |  | 1531.7277 | 0 | bar: Availability G1
2025-09-27 20:00 | 32.9455 |  |  |  |  | 1531.7277 | 0 | bar: Availability G1
2025-09-27 21:00 | 31.7617 |  |  |  |  | 1531.7277 | 0 | bar: Availability G1
2025-09-27 22:00 | 26.9376 |  |  |  |  | 1531.7277 | 0 | bar: Availability G1
2025-09-27 23:00 | 25.6812 |  |  |  |  | 1531.7277 | 0 | bar: Availability G1
2025-09-28 | 25.7873 |  |  |  |  | 1531.7277 | 0 | bar: Availability G1
2025-09-28 01:00 | 25.2914 |  |  |  |  | 1531.7277 | 0 | bar: Availability G1
2025-09-28 02:00 | 25.7873 |  |  |  |  | 1531.7277 | 0 | bar: Availability G1
2025-09-28 03:00 | 26.4965 |  |  |  |  | 1531.7277 | 0 | bar: Availability G1
2025-09-28 04:00 | 28.494 |  |  |  |  | 1531.7277 | 0 | bar: Availability G1
2025-09-28 05:00 | 29.6779 |  |  |  |  | 1531.7277 | 0 | bar: Availability G1
2025-09-28 06:00 | 31.3669 |  |  |  |  | 1531.7277 | 0 | bar: Availability G1
2025-09-28 07:00 | 27.9176 |  |  |  |  | 1531.7277 | 0 | bar: Availability G1
2025-09-28 08:00 | 26.9376 |  |  |  |  | 1531.7277 | 0 | bar: Availability G1
2025-09-28 09:00 | 26.9376 |  |  |  |  | 1531.7277 | 0 | bar: Availability G1
2025-09-28 10:00 | 26.504 |  |  |  |  | 1531.7277 | 0 | bar: Availability G1
2025-09-28 11:00 | 26.504 |  |  |  |  | 1531.7277 | 0 | bar: Availability G1
2025-09-28 12:00 | 26.9376 |  |  |  |  | 1531.7277 | 0 | bar: Availability G1
2025-09-28 13:00 | 26.9376 |  |  |  |  | 1531.7277 | 0 | bar: Availability G1
2025-09-28 14:00 | 25.7873 |  |  |  |  | 1531.7277 | 0 | bar: Availability G1
2025-09-28 15:00 | 26.9376 |  |  |  |  | 1531.7277 | 0 | bar: Availability G1
2025-09-28 16:00 | 27.2824 |  |  |  |  | 1531.7277 | 0 | bar: Availability G1
2025-09-28 17:00 | 39.2733 |  |  |  |  | 1531.7277 | 0 | bar: Availability G1
2025-09-28 18:00 | 45.5681 |  |  |  |  | 1531.7277 | 0 | bar: Availability G1
2025-09-28 19:00 | 44.3826 |  |  |  |  | 1531.7277 | 0 | bar: Availability G1
2025-09-28 20:00 | 38.8993 |  |  |  |  | 1531.7277 | 0 | bar: Availability G1
2025-09-28 21:00 | 27.2204 |  |  |  |  | 1531.7277 | 0 | bar: Availability G1
2025-09-28 22:00 | 26.9 |  |  |  |  | 1531.7277 | 0 | bar: Availability G1
2025-09-28 23:00 | 25.7873 |  |  |  |  | 1531.7277 | 0 | bar: Availability G1
2025-09-29 | 23.8991 |  |  |  |  | 1531.7277 | 0 | bar: Availability G1
2025-09-29 01:00 | 23.1257 |  |  |  |  | 1531.7277 | 0 | bar: Availability G1
2025-09-29 02:00 | 24.0323 |  |  |  |  | 1531.7277 | 0 | bar: Availability G1
2025-09-29 03:00 | 24.5442 |  |  |  |  | 1531.7277 | 0 | bar: Availability G1
2025-09-29 04:00 | 26.4965 |  |  |  |  | 1531.7277 | 0 | bar: Availability G1
2025-09-29 05:00 | 27.4222 |  |  |  |  | 1531.7277 | 0 | bar: Availability G1
2025-09-29 06:00 | 33.2102 |  |  |  |  | 1531.7277 | 0 | bar: Availability G1
2025-09-29 07:00 | 31.4325 |  |  |  |  | 1531.7277 | 0 | bar: Availability G1
2025-09-29 08:00 | 26.9376 |  |  |  |  | 1531.7277 | 0 | bar: Availability G1
2025-09-29 09:00 | 26.2364 |  |  |  |  | 1531.7277 | 0 | bar: Availability G1
2025-09-29 10:00 | 24.8039 |  |  |  |  | 1531.7277 | 0 | bar: Availability G1
2025-09-29 11:00 | 24.8331 |  |  |  |  | 1531.7277 | 0 | bar: Availability G1
2025-09-29 12:00 | 24.654 |  |  |  |  | 1531.7277 | 0 | bar: Availability G1
2025-09-29 13:00 | 24.5762 |  |  |  |  | 1531.7277 | 0 | bar: Availability G1
2025-09-29 14:00 | 25.908 |  |  |  |  | 1531.7277 | 0 | bar: Availability G1
2025-09-29 15:00 | 27.2824 |  |  |  |  | 1531.7277 | 0 | bar: Availability G1
2025-09-29 16:00 | 27.2824 |  |  |  |  | 1531.7277 | 0 | bar: Availability G1
2025-09-29 17:00 | 27.2824 |  |  |  |  | 1531.7277 | 0 | bar: Availability G1
2025-09-29 18:00 | 46.2875 |  |  |  |  | 1531.7277 | 0 | bar: Availability G1
2025-09-29 19:00 | 37.6413 |  |  |  |  | 1531.7277 | 0 | bar: Availability G1
2025-09-29 20:00 | 30.0216 |  |  |  |  | 1531.7277 | 0 | bar: Availability G1
2025-09-29 21:00 | 26.9158 |  |  |  |  | 1531.7277 | 0 | bar: Availability G1
2025-09-29 22:00 | 24.654 |  |  |  |  | 1531.7277 | 0 | bar: Availability G1
2025-09-29 23:00 | 24.654 |  |  |  |  | 1531.7277 | 0 | bar: Availability G1
2025-09-30 | 23.8991 |  |  |  |  | 1531.7277 | 0 | bar: Availability G1
2025-09-30 01:00 | 22.2372 |  |  |  |  | 1531.7277 | 0 | bar: Availability G1
2025-09-30 02:00 | 23.8991 |  |  |  |  | 1531.7277 | 0 | bar: Availability G1
2025-09-30 03:00 | 23.8991 |  |  |  |  | 1531.7277 | 0 | bar: Availability G1
2025-09-30 04:00 | 29.3287 |  |  |  |  | 1531.7277 | 0 | bar: Availability G1
2025-09-30 05:00 | 50.7524 |  |  |  |  | 1531.7277 | 0 | bar: Availability G1
2025-09-30 06:00 | 42.8172 |  |  |  |  | 1531.7277 | 0 | bar: Availability G1
2025-09-30 07:00 | 50.9873 |  |  |  |  | 1531.7277 | 0 | bar: Availability G1
2025-09-30 08:00 | 24.654 |  |  |  |  | 1531.7277 | 0 | bar: Availability G1
2025-09-30 09:00 | 23.059 |  |  |  |  | 1531.7277 | 0 | bar: Availability G1
2025-09-30 10:00 | 23.1257 |  |  |  |  | 1531.7277 | 0 | bar: Availability G1
2025-09-30 11:00 | 23.059 |  |  |  |  | 1531.7277 | 0 | bar: Availability G1
2025-09-30 12:00 | 22.9741 |  |  |  |  | 1531.7277 | 0 | bar: Availability G1
2025-09-30 13:00 | 23.059 |  |  |  |  | 1531.7277 | 0 | bar: Availability G1
2025-09-30 14:00 | 23.059 |  |  |  |  | 1531.7277 | 0 | bar: Availability G1
2025-09-30 15:00 | 23.4337 |  |  |  |  | 1531.7277 | 0 | bar: Availability G1
2025-09-30 16:00 | 26.3636 |  |  |  |  | 1531.7277 | 0 | bar: Availability G1
2025-09-30 17:00 | 33.4834 |  |  |  |  | 1531.7277 | 0 | bar: Availability G1
2025-09-30 18:00 | 47.6513 |  |  |  |  | 1531.7277 | 0 | bar: Availability G1
2025-09-30 19:00 | 42.6251 |  |  |  |  | 1531.7277 | 0 | bar: Availability G1
2025-09-30 20:00 | 39.3668 |  |  |  |  | 1531.7277 | 0 | bar: Availability G1
2025-09-30 21:00 | 32.9952 |  |  |  |  | 1531.7277 | 0 | bar: Availability G1
2025-09-30 22:00 | 24.654 |  |  |  |  | 1531.7277 | 0 | bar: Availability G1
2025-09-30 23:00 | 23.0533 |  |  |  |  | 1531.7277 | 0 | bar: Availability G1
2025-10-01 | 22.2372 |  |  |  |  | 1281.9895 | 0 | bar: Availability G1
2025-10-01 01:00 | 22.2372 |  |  |  |  | 1281.9895 | 0 | bar: Availability G1
2025-10-01 02:00 | 22.2372 |  |  |  |  | 1281.9895 | 0 | bar: Availability G1
2025-10-01 03:00 | 22.9526 |  |  |  |  | 1281.9895 | 0 | bar: Availability G1
2025-10-01 04:00 | 22.9526 |  |  |  |  | 1281.9895 | 0 | bar: Availability G1
2025-10-01 05:00 | 24.5004 |  |  |  |  | 1281.9895 | 0 | bar: Availability G1
2025-10-01 06:00 | 32.4792 |  |  |  |  | 1281.9895 | 0 | bar: Availability G1
2025-10-01 07:00 | 26.4693 |  |  |  |  | 1281.9895 | 0 | bar: Availability G1
2025-10-01 08:00 | 22.9878 |  |  |  |  | 1281.9895 | 0 | bar: Availability G1
2025-10-01 09:00 | 22.8306 |  |  |  |  | 1281.9895 | 0 | bar: Availability G1
2025-10-01 10:00 | 22.8306 |  |  |  |  | 1281.9895 | 0 | bar: Availability G1
2025-10-01 11:00 | 23.059 |  |  |  |  | 1281.9895 | 0 | bar: Availability G1
2025-10-01 12:00 | 25.2914 |  |  |  |  | 1281.9895 | 0 | bar: Availability G1
2025-10-01 13:00 | 26.8078 |  |  |  |  | 1281.9895 | 0 | bar: Availability G1
2025-10-01 14:00 | 26.1461 |  |  |  |  | 1281.9895 | 0 | bar: Availability G1
2025-10-01 15:00 | 26.5134 |  |  |  |  | 1281.9895 | 0 | bar: Availability G1
2025-10-01 16:00 | 30.0335 |  |  |  |  | 1281.9895 | 0 | bar: Availability G1
2025-10-01 17:00 | 46.1369 |  |  |  |  | 1281.9895 | 0 | bar: Availability G1
2025-10-01 18:00 | 46.1369 |  |  |  |  | 1281.9895 | 0 | bar: Availability G1
2025-10-01 19:00 | 47.0268 |  |  |  |  | 1281.9895 | 0 | bar: Availability G1
2025-10-01 20:00 | 46.1369 |  |  |  |  | 1281.9895 | 0 | bar: Availability G1
2025-10-01 21:00 | 32.1363 |  |  |  |  | 1281.9895 | 0 | bar: Availability G1
2025-10-01 22:00 | 26.8549 |  |  |  |  | 1281.9895 | 0 | bar: Availability G1
2025-10-01 23:00 | 26.4693 |  |  |  |  | 1281.9895 | 0 | bar: Availability G1
2025-10-02 | 24.5172 |  |  |  |  | 1281.9895 | 0 | bar: Availability G1
2025-10-02 01:00 | 24.2589 |  |  |  |  | 1281.9895 | 0 | bar: Availability G1
2025-10-02 02:00 | 24.3125 |  |  |  |  | 1281.9895 | 0 | bar: Availability G1
2025-10-02 03:00 | 24.509 |  |  |  |  | 1281.9895 | 0 | bar: Availability G1
2025-10-02 04:00 | 26.5807 |  |  |  |  | 1281.9895 | 0 | bar: Availability G1
2025-10-02 05:00 | 30.6842 |  |  |  |  | 1281.9895 | 0 | bar: Availability G1
2025-10-02 06:00 | 36.7101 |  |  |  |  | 1281.9895 | 0 | bar: Availability G1
2025-10-02 07:00 | 32.1255 |  |  |  |  | 1281.9895 | 0 | bar: Availability G1
2025-10-02 08:00 | 26.8549 |  |  |  |  | 1281.9895 | 0 | bar: Availability G1
2025-10-02 09:00 | 26.8549 |  |  |  |  | 1281.9895 | 0 | bar: Availability G1
2025-10-02 10:00 | 26.4693 |  |  |  |  | 1281.9895 | 0 | bar: Availability G1
2025-10-02 11:00 | 26.8549 |  |  |  |  | 1281.9895 | 0 | bar: Availability G1
2025-10-02 12:00 | 26.9484 |  |  |  |  | 1281.9895 | 0 | bar: Availability G1
2025-10-02 13:00 | 28.1477 |  |  |  |  | 1281.9895 | 0 | bar: Availability G1
2025-10-02 14:00 | 28.1477 |  |  |  |  | 1281.9895 | 0 | bar: Availability G1
2025-10-02 15:00 | 29.1485 |  |  |  |  | 1281.9895 | 0 | bar: Availability G1
2025-10-02 16:00 | 31.1741 |  |  |  |  | 1281.9895 | 0 | bar: Availability G1
2025-10-02 17:00 | 42.1383 |  |  |  |  | 1281.9895 | 0 | bar: Availability G1
2025-10-02 18:00 | 46.3756 |  |  |  |  | 1281.9895 | 0 | bar: Availability G1
2025-10-02 19:00 | 46.0606 |  |  |  |  | 1281.9895 | 0 | bar: Availability G1
2025-10-02 20:00 | 38.9836 |  |  |  |  | 1281.9895 | 0 | bar: Availability G1
2025-10-02 21:00 | 30.9432 |  |  |  |  | 1281.9895 | 0 | bar: Availability G1
2025-10-02 22:00 | 30.0864 |  |  |  |  | 1281.9895 | 0 | bar: Availability G1
2025-10-02 23:00 | 27.573 |  |  |  |  | 1281.9895 | 0 | bar: Availability G1
2025-10-03 | 26.9 |  |  |  |  | 1281.9895 | 0 | bar: Availability G1
2025-10-03 01:00 | 26.4693 |  |  |  |  | 1281.9895 | 0 | bar: Availability G1
2025-10-03 02:00 | 26.5172 |  |  |  |  | 1281.9895 | 0 | bar: Availability G1
2025-10-03 03:00 | 27.3097 |  |  |  |  | 1281.9895 | 0 | bar: Availability G1
2025-10-03 04:00 | 27.2358 |  |  |  |  | 1281.9895 | 0 | bar: Availability G1
2025-10-03 05:00 | 38.1035 |  |  |  |  | 1281.9895 | 0 | bar: Availability G1
2025-10-03 06:00 | 40.5021 |  |  |  |  | 1281.9895 | 0 | bar: Availability G1
2025-10-03 07:00 | 39.0111 |  |  |  |  | 1281.9895 | 0 | bar: Availability G1
2025-10-03 08:00 | 30.9622 |  |  |  |  | 1281.9895 | 0 | bar: Availability G1
2025-10-03 09:00 | 29.1485 |  |  |  |  | 1281.9895 | 0 | bar: Availability G1
2025-10-03 10:00 | 28.9965 |  |  |  |  | 1281.9895 | 0 | bar: Availability G1
2025-10-03 11:00 | 28.5745 |  |  |  |  | 1281.9895 | 0 | bar: Availability G1
2025-10-03 12:00 | 29.1485 |  |  |  |  | 1281.9895 | 0 | bar: Availability G1
2025-10-03 13:00 | 27.785 |  |  |  |  | 1281.9895 | 0 | bar: Availability G1
2025-10-03 14:00 | 27.573 |  |  |  |  | 1281.9895 | 0 | bar: Availability G1
2025-10-03 15:00 | 26.8549 |  |  |  |  | 1281.9895 | 0 | bar: Availability G1
2025-10-03 16:00 | 26.8549 |  |  |  |  | 1281.9895 | 0 | bar: Availability G1
2025-10-03 17:00 | 35.6502 |  |  |  |  | 1281.9895 | 0 | bar: Availability G1
2025-10-03 18:00 | 37.9398 |  |  |  |  | 1281.9895 | 0 | bar: Availability G1
2025-10-03 19:00 | 35.7302 |  |  |  |  | 1281.9895 | 0 | bar: Availability G1
2025-10-03 20:00 | 30.2526 |  |  |  |  | 1281.9895 | 0 | bar: Availability G1
2025-10-03 21:00 | 27.2777 |  |  |  |  | 1281.9895 | 0 | bar: Availability G1
2025-10-03 22:00 | 27.2777 |  |  |  |  | 1281.9895 | 0 | bar: Availability G1
2025-10-03 23:00 | 26.4693 |  |  |  |  | 1281.9895 | 0 | bar: Availability G1
2025-10-04 | 26.4693 |  |  |  |  | 1281.9895 | 0 | bar: Availability G1
2025-10-04 01:00 | 24.423 |  |  |  |  | 1281.9895 | 0 | bar: Availability G1
2025-10-04 02:00 | 26.4693 |  |  |  |  | 1281.9895 | 0 | bar: Availability G1
2025-10-04 03:00 | 26.5172 |  |  |  |  | 1281.9895 | 0 | bar: Availability G1
2025-10-04 04:00 | 29.7753 |  |  |  |  | 1281.9895 | 0 | bar: Availability G1
2025-10-04 05:00 | 44.0445 |  |  |  |  | 1281.9895 | 0 | bar: Availability G1
2025-10-04 06:00 | 42.1383 |  |  |  |  | 1281.9895 | 0 | bar: Availability G1
2025-10-04 07:00 | 32.624 |  |  |  |  | 1281.9895 | 0 | bar: Availability G1
2025-10-04 08:00 | 26.4693 |  |  |  |  | 1281.9895 | 0 | bar: Availability G1
2025-10-04 09:00 | 25.9047 |  |  |  |  | 1281.9895 | 0 | bar: Availability G1
2025-10-04 10:00 | 24.2366 |  |  |  |  | 1281.9895 | 0 | bar: Availability G1
2025-10-04 11:00 | 23.1257 |  |  |  |  | 1281.9895 | 0 | bar: Availability G1
2025-10-04 12:00 | 22.5399 |  |  |  |  | 1281.9895 | 0 | bar: Availability G1
2025-10-04 13:00 | 22.7751 |  |  |  |  | 1281.9895 | 0 | bar: Availability G1
2025-10-04 14:00 | 23.1257 |  |  |  |  | 1281.9895 | 0 | bar: Availability G1
2025-10-04 15:00 | 25.2914 |  |  |  |  | 1281.9895 | 0 | bar: Availability G1
2025-10-04 16:00 | 26.8549 |  |  |  |  | 1281.9895 | 0 | bar: Availability G1
2025-10-04 17:00 | 49.3815 |  |  |  |  | 1281.9895 | 0 | bar: Availability G1
2025-10-04 18:00 | 50.1335 |  |  |  |  | 1281.9895 | 0 | bar: Availability G1
2025-10-04 19:00 | 46.3756 |  |  |  |  | 1281.9895 | 0 | bar: Availability G1
2025-10-04 20:00 | 35.5285 |  |  |  |  | 1281.9895 | 0 | bar: Availability G1
2025-10-04 21:00 | 28.508 |  |  |  |  | 1281.9895 | 0 | bar: Availability G1
2025-10-04 22:00 | 26.8549 |  |  |  |  | 1281.9895 | 0 | bar: Availability G1
2025-10-04 23:00 | 26.4693 |  |  |  |  | 1281.9895 | 0 | bar: Availability G1
2025-10-05 | 24.1142 |  |  |  |  | 1281.9895 | 0 | bar: Availability G1
2025-10-05 01:00 | 23.772 |  |  |  |  | 1281.9895 | 0 | bar: Availability G1
2025-10-05 02:00 | 22.9878 |  |  |  |  | 1281.9895 | 0 | bar: Availability G1
2025-10-05 03:00 | 22.9878 |  |  |  |  | 1281.9895 | 0 | bar: Availability G1
2025-10-05 04:00 | 24.1986 |  |  |  |  | 1281.9895 | 0 | bar: Availability G1
2025-10-05 05:00 | 24.5004 |  |  |  |  | 1281.9895 | 0 | bar: Availability G1
2025-10-05 06:00 | 24.2366 |  |  |  |  | 1281.9895 | 0 | bar: Availability G1
2025-10-05 07:00 | 24.0942 |  |  |  |  | 1281.9895 | 0 | bar: Availability G1
2025-10-05 08:00 | 23.059 |  |  |  |  | 1281.9895 | 0 | bar: Availability G1
2025-10-05 09:00 | 26.4693 |  |  |  |  | 1281.9895 | 0 | bar: Availability G1
2025-10-05 10:00 | 25.1032 |  |  |  |  | 1281.9895 | 0 | bar: Availability G1
2025-10-05 11:00 | 23.5463 |  |  |  |  | 1281.9895 | 0 | bar: Availability G1
2025-10-05 12:00 | 23.7085 |  |  |  |  | 1281.9895 | 0 | bar: Availability G1
2025-10-05 13:00 | 24.5172 |  |  |  |  | 1281.9895 | 0 | bar: Availability G1
2025-10-05 14:00 | 24.2366 |  |  |  |  | 1281.9895 | 0 | bar: Availability G1
2025-10-05 15:00 | 26.4693 |  |  |  |  | 1281.9895 | 0 | bar: Availability G1
2025-10-05 16:00 | 26.4965 |  |  |  |  | 1281.9895 | 0 | bar: Availability G1
2025-10-05 17:00 | 40.4697 |  |  |  |  | 1281.9895 | 0 | bar: Availability G1
2025-10-05 18:00 | 40.4697 |  |  |  |  | 1281.9895 | 0 | bar: Availability G1
2025-10-05 19:00 | 40.2601 |  |  |  |  | 1281.9895 | 0 | bar: Availability G1
2025-10-05 20:00 | 33.8788 |  |  |  |  | 1281.9895 | 0 | bar: Availability G1
2025-10-05 21:00 | 24.6741 |  |  |  |  | 1281.9895 | 0 | bar: Availability G1
2025-10-05 22:00 | 22.9878 |  |  |  |  | 1281.9895 | 0 | bar: Availability G1
2025-10-05 23:00 | 22.9878 |  |  |  |  | 1281.9895 | 0 | bar: Availability G1
2025-10-06 | 22.9878 |  |  |  |  | 1281.9895 | 0 | bar: Availability G1
2025-10-06 01:00 | 22.5399 |  |  |  |  | 1281.9895 | 0 | bar: Availability G1
2025-10-06 02:00 | 22.5399 |  |  |  |  | 1281.9895 | 0 | bar: Availability G1
2025-10-06 03:00 | 24.0942 |  |  |  |  | 1281.9895 | 0 | bar: Availability G1
2025-10-06 04:00 | 25.2914 |  |  |  |  | 1281.9895 | 0 | bar: Availability G1
2025-10-06 05:00 | 30.0198 |  |  |  |  | 1281.9895 | 0 | bar: Availability G1
2025-10-06 06:00 | 30.3204 |  |  |  |  | 1281.9895 | 0 | bar: Availability G1
2025-10-06 07:00 | 30.882 |  |  |  |  | 1281.9895 | 0 | bar: Availability G1
2025-10-06 08:00 | 26.1461 |  |  |  |  | 1281.9895 | 0 | bar: Availability G1
2025-10-06 09:00 | 25.2914 |  |  |  |  | 1281.9895 | 0 | bar: Availability G1
2025-10-06 10:00 | 25.2914 |  |  |  |  | 1281.9895 | 0 | bar: Availability G1
2025-10-06 11:00 | 25.2914 |  |  |  |  | 1281.9895 | 0 | bar: Availability G1
2025-10-06 12:00 | 26.4693 |  |  |  |  | 1281.9895 | 0 | bar: Availability G1
2025-10-06 13:00 | 26.4693 |  |  |  |  | 1281.9895 | 0 | bar: Availability G1
2025-10-06 14:00 | 26.0377 |  |  |  |  | 1281.9895 | 0 | bar: Availability G1
2025-10-06 15:00 | 26.4693 |  |  |  |  | 1281.9895 | 0 | bar: Availability G1
2025-10-06 16:00 | 27.5179 |  |  |  |  | 1281.9895 | 0 | bar: Availability G1
2025-10-06 17:00 | 44.0445 |  |  |  |  | 1281.9895 | 0 | bar: Availability G1
2025-10-06 18:00 | 45.9133 |  |  |  |  | 1281.9895 | 0 | bar: Availability G1
2025-10-06 19:00 | 50.3481 |  |  |  |  | 1281.9895 | 0 | bar: Availability G1
2025-10-06 20:00 | 46.3756 |  |  |  |  | 1281.9895 | 0 | bar: Availability G1
2025-10-06 21:00 | 26.4693 |  |  |  |  | 1281.9895 | 0 | bar: Availability G1
2025-10-06 22:00 | 26.8314 |  |  |  |  | 1281.9895 | 0 | bar: Availability G1
2025-10-06 23:00 | 24.5172 |  |  |  |  | 1281.9895 | 0 | bar: Availability G1
2025-10-07 | 24.3125 |  |  |  |  | 1281.9895 | 0 | bar: Availability G1
2025-10-07 01:00 | 24.3125 |  |  |  |  | 1281.9895 | 0 | bar: Availability G1
2025-10-07 02:00 | 24.3125 |  |  |  |  | 1281.9895 | 0 | bar: Availability G1
2025-10-07 03:00 | 25.4635 |  |  |  |  | 1281.9895 | 0 | bar: Availability G1
2025-10-07 04:00 | 27.1141 |  |  |  |  | 1281.9895 | 0 | bar: Availability G1
2025-10-07 05:00 | 42.1968 |  |  |  |  | 1281.9895 | 0 | bar: Availability G1
2025-10-07 06:00 | 42.3003 |  |  |  |  | 1281.9895 | 0 | bar: Availability G1
2025-10-07 07:00 | 34.6621 |  |  |  |  | 1281.9895 | 0 | bar: Availability G1
2025-10-07 08:00 | 30.9721 |  |  |  |  | 1281.9895 | 0 | bar: Availability G1
2025-10-07 09:00 | 29.1485 |  |  |  |  | 1281.9895 | 0 | bar: Availability G1
2025-10-07 10:00 | 29.1486 |  |  |  |  | 1281.9895 | 0 | bar: Availability G1
2025-10-07 11:00 | 26.4693 |  |  |  |  | 1281.9895 | 0 | bar: Availability G1
2025-10-07 12:00 | 25.7416 |  |  |  |  | 1281.9895 | 0 | bar: Availability G1
2025-10-07 13:00 | 25.7416 |  |  |  |  | 1281.9895 | 0 | bar: Availability G1
2025-10-07 14:00 | 24.3125 |  |  |  |  | 1281.9895 | 0 | bar: Availability G1
2025-10-07 15:00 | 24.3125 |  |  |  |  | 1281.9895 | 0 | bar: Availability G1
2025-10-07 16:00 | 26.4693 |  |  |  |  | 1281.9895 | 0 | bar: Availability G1
2025-10-07 17:00 | 42.3003 |  |  |  |  | 1281.9895 | 0 | bar: Availability G1
2025-10-07 18:00 | 42.3004 |  |  |  |  | 1281.9895 | 0 | bar: Availability G1
2025-10-07 19:00 | 42.3004 |  |  |  |  | 1281.9895 | 0 | bar: Availability G1
2025-10-07 20:00 | 39.8627 |  |  |  |  | 1281.9895 | 0 | bar: Availability G1
2025-10-07 21:00 | 34.2385 |  |  |  |  | 1281.9895 | 0 | bar: Availability G1
2025-10-07 22:00 | 26.4693 |  |  |  |  | 1281.9895 | 0 | bar: Availability G1
2025-10-07 23:00 | 24.3125 |  |  |  |  | 1281.9895 | 0 | bar: Availability G1
2025-10-08 | 24.509 |  |  |  |  | 1281.9895 | 0 | bar: Availability G1
2025-10-08 01:00 | 25.0378 |  |  |  |  | 1281.9895 | 0 | bar: Availability G1
2025-10-08 02:00 | 25.4342 |  |  |  |  | 1281.9895 | 0 | bar: Availability G1
2025-10-08 03:00 | 29.3287 |  |  |  |  | 1281.9895 | 0 | bar: Availability G1
2025-10-08 04:00 | 30.9721 |  |  |  |  | 1281.9895 | 0 | bar: Availability G1
2025-10-08 05:00 | 36.9226 |  |  |  |  | 1281.9895 | 0 | bar: Availability G1
2025-10-08 06:00 | 42.3003 |  |  |  |  | 1281.9895 | 0 | bar: Availability G1
2025-10-08 07:00 | 31.0667 |  |  |  |  | 1281.9895 | 0 | bar: Availability G1
2025-10-08 08:00 | 30.8533 |  |  |  |  | 1281.9895 | 0 | bar: Availability G1
2025-10-08 09:00 | 26.8549 |  |  |  |  | 1281.9895 | 0 | bar: Availability G1
2025-10-08 10:00 | 26.8549 |  |  |  |  | 1281.9895 | 0 | bar: Availability G1
2025-10-08 11:00 | 26.8549 |  |  |  |  | 1281.9895 | 0 | bar: Availability G1
2025-10-08 12:00 | 26.8549 |  |  |  |  | 1281.9895 | 0 | bar: Availability G1
2025-10-08 13:00 | 26.8549 |  |  |  |  | 1281.9895 | 0 | bar: Availability G1
2025-10-08 14:00 | 26.8549 |  |  |  |  | 1281.9895 | 0 | bar: Availability G1
2025-10-08 15:00 | 26.8549 |  |  |  |  | 1281.9895 | 0 | bar: Availability G1
2025-10-08 16:00 | 27.6623 |  |  |  |  | 1281.9895 | 0 | bar: Availability G1
2025-10-08 17:00 | 43.8316 |  |  |  |  | 1281.9895 | 0 | bar: Availability G1
2025-10-08 18:00 | 44.0445 |  |  |  |  | 1281.9895 | 0 | bar: Availability G1
2025-10-08 19:00 | 43.8316 |  |  |  |  | 1281.9895 | 0 | bar: Availability G1
2025-10-08 20:00 | 39.5722 |  |  |  |  | 1281.9895 | 0 | bar: Availability G1
2025-10-08 21:00 | 31.1741 |  |  |  |  | 1281.9895 | 0 | bar: Availability G1
2025-10-08 22:00 | 29.0409 |  |  |  |  | 1281.9895 | 0 | bar: Availability G1
2025-10-08 23:00 | 26.9884 |  |  |  |  | 1281.9895 | 0 | bar: Availability G1
2025-10-09 | 26.803 |  |  |  |  | 1281.9895 | 0 | bar: Availability G1
2025-10-09 01:00 | 26.1461 |  |  |  |  | 1281.9895 | 0 | bar: Availability G1
2025-10-09 02:00 | 26.1461 |  |  |  |  | 1281.9895 | 0 | bar: Availability G1
2025-10-09 03:00 | 25.2914 |  |  |  |  | 1281.9895 | 0 | bar: Availability G1
2025-10-09 04:00 | 28.2527 |  |  |  |  | 1281.9895 | 0 | bar: Availability G1
2025-10-09 05:00 | 26.8549 |  |  |  |  | 1281.9895 | 0 | bar: Availability G1
2025-10-09 06:00 | 36.0949 |  |  |  |  | 1281.9895 | 0 | bar: Availability G1
2025-10-09 07:00 | 33.809 |  |  |  |  | 1281.9895 | 0 | bar: Availability G1
2025-10-09 08:00 | 27.573 |  |  |  |  | 1281.9895 | 0 | bar: Availability G1
2025-10-09 09:00 | 26.8549 |  |  |  |  | 1281.9895 | 0 | bar: Availability G1
2025-10-09 10:00 | 26.8549 |  |  |  |  | 1281.9895 | 0 | bar: Availability G1
2025-10-09 11:00 | 26.6122 |  |  |  |  | 1281.9895 | 0 | bar: Availability G1
2025-10-09 12:00 | 26.8549 |  |  |  |  | 1281.9895 | 0 | bar: Availability G1
2025-10-09 13:00 | 26.4693 |  |  |  |  | 1281.9895 | 0 | bar: Availability G1
2025-10-09 14:00 | 24.3125 |  |  |  |  | 1281.9895 | 0 | bar: Availability G1
2025-10-09 15:00 | 24.3125 |  |  |  |  | 1281.9895 | 0 | bar: Availability G1
2025-10-09 16:00 | 26.0702 |  |  |  |  | 1281.9895 | 0 | bar: Availability G1
2025-10-09 17:00 | 38.3673 |  |  |  |  | 1281.9895 | 0 | bar: Availability G1
2025-10-09 18:00 | 41.5123 |  |  |  |  | 1281.9895 | 0 | bar: Availability G1
2025-10-09 19:00 | 40.5306 |  |  |  |  | 1281.9895 | 0 | bar: Availability G1
2025-10-09 20:00 | 37.3685 |  |  |  |  | 1281.9895 | 0 | bar: Availability G1
2025-10-09 21:00 | 29.9396 |  |  |  |  | 1281.9895 | 0 | bar: Availability G1
2025-10-09 22:00 | 27.7407 |  |  |  |  | 1281.9895 | 0 | bar: Availability G1
2025-10-09 23:00 | 27.785 |  |  |  |  | 1281.9895 | 0 | bar: Availability G1
2025-10-10 | 26.5442 |  |  |  |  | 1281.9895 | 0 | bar: Availability G1
2025-10-10 01:00 | 24.8765 |  |  |  |  | 1281.9895 | 0 | bar: Availability G1
2025-10-10 02:00 | 25.4584 |  |  |  |  | 1281.9895 | 0 | bar: Availability G1
2025-10-10 03:00 | 26.9 |  |  |  |  | 1281.9895 | 0 | bar: Availability G1
2025-10-10 04:00 | 31.6526 |  |  |  |  | 1281.9895 | 0 | bar: Availability G1
2025-10-10 05:00 | 43.5033 |  |  |  |  | 1281.9895 | 0 | bar: Availability G1
2025-10-10 06:00 | 40.76 |  |  |  |  | 1281.9895 | 0 | bar: Availability G1
2025-10-10 07:00 | 40.134 |  |  |  |  | 1281.9895 | 0 | bar: Availability G1
2025-10-10 08:00 | 33.2365 |  |  |  |  | 1281.9895 | 0 | bar: Availability G1
2025-10-10 09:00 | 32.6014 |  |  |  |  | 1281.9895 | 0 | bar: Availability G1
2025-10-10 10:00 | 30.6157 |  |  |  |  | 1281.9895 | 0 | bar: Availability G1
2025-10-10 11:00 | 32.6014 |  |  |  |  | 1281.9895 | 0 | bar: Availability G1
2025-10-10 12:00 | 31.4459 |  |  |  |  | 1281.9895 | 0 | bar: Availability G1
2025-10-10 13:00 | 32.6014 |  |  |  |  | 1281.9895 | 0 | bar: Availability G1
2025-10-10 14:00 | 30.2172 |  |  |  |  | 1281.9895 | 0 | bar: Availability G1
2025-10-10 15:00 | 32.1363 |  |  |  |  | 1281.9895 | 0 | bar: Availability G1
2025-10-10 16:00 | 35.312 |  |  |  |  | 1281.9895 | 0 | bar: Availability G1
2025-10-10 17:00 | 50.5162 |  |  |  |  | 1281.9895 | 0 | bar: Availability G1
2025-10-10 18:00 | 51.57 |  |  |  |  | 1281.9895 | 0 | bar: Availability G1
2025-10-10 19:00 | 48.2553 |  |  |  |  | 1281.9895 | 0 | bar: Availability G1
2025-10-10 20:00 | 51.4362 |  |  |  |  | 1281.9895 | 0 | bar: Availability G1
2025-10-10 21:00 | 40.5421 |  |  |  |  | 1281.9895 | 0 | bar: Availability G1
2025-10-10 22:00 | 32.5295 |  |  |  |  | 1281.9895 | 0 | bar: Availability G1
2025-10-10 23:00 | 35.2764 |  |  |  |  | 1281.9895 | 0 | bar: Availability G1
2025-10-11 | 28.0035 |  |  |  |  | 1281.9895 | 0 | bar: Availability G1
2025-10-11 01:00 | 26.1461 |  |  |  |  | 1281.9895 | 0 | bar: Availability G1
2025-10-11 02:00 | 25.2914 |  |  |  |  | 1281.9895 | 0 | bar: Availability G1
2025-10-11 03:00 | 26.1461 |  |  |  |  | 1281.9895 | 0 | bar: Availability G1
2025-10-11 04:00 | 26.4693 |  |  |  |  | 1281.9895 | 0 | bar: Availability G1
2025-10-11 05:00 | 30.5386 |  |  |  |  | 1281.9895 | 0 | bar: Availability G1
2025-10-11 06:00 | 33.1623 |  |  |  |  | 1281.9895 | 0 | bar: Availability G1
2025-10-11 07:00 | 30.9721 |  |  |  |  | 1281.9895 | 0 | bar: Availability G1
2025-10-11 08:00 | 30.9622 |  |  |  |  | 1281.9895 | 0 | bar: Availability G1
2025-10-11 09:00 | 24.8543 |  |  |  |  | 1281.9895 | 0 | bar: Availability G1
2025-10-11 10:00 | 24.509 |  |  |  |  | 1281.9895 | 0 | bar: Availability G1
2025-10-11 11:00 | 24.6459 |  |  |  |  | 1281.9895 | 0 | bar: Availability G1
2025-10-11 12:00 | 24.2366 |  |  |  |  | 1281.9895 | 0 | bar: Availability G1
2025-10-11 13:00 | 23.9226 |  |  |  |  | 1281.9895 | 0 | bar: Availability G1
2025-10-11 14:00 | 23.9226 |  |  |  |  | 1281.9895 | 0 | bar: Availability G1
2025-10-11 15:00 | 23.9226 |  |  |  |  | 1281.9895 | 0 | bar: Availability G1
2025-10-11 16:00 | 23.5463 |  |  |  |  | 1281.9895 | 0 | bar: Availability G1
2025-10-11 17:00 | 35.4046 |  |  |  |  | 1281.9895 | 0 | bar: Availability G1
2025-10-11 18:00 | 39.9402 |  |  |  |  | 1281.9895 | 0 | bar: Availability G1
2025-10-11 19:00 | 34.2467 |  |  |  |  | 1281.9895 | 0 | bar: Availability G1
2025-10-11 20:00 | 27.573 |  |  |  |  | 1281.9895 | 0 | bar: Availability G1
2025-10-11 21:00 | 25.4472 |  |  |  |  | 1281.9895 | 0 | bar: Availability G1
2025-10-11 22:00 | 25.1107 |  |  |  |  | 1281.9895 | 0 | bar: Availability G1
2025-10-11 23:00 | 24.3125 |  |  |  |  | 1281.9895 | 0 | bar: Availability G1
2025-10-12 | 24.3125 |  |  |  |  | 1281.9895 | 0 | bar: Availability G1
2025-10-12 01:00 | 24.2366 |  |  |  |  | 1281.9895 | 0 | bar: Availability G1
2025-10-12 02:00 | 24.3125 |  |  |  |  | 1281.9895 | 0 | bar: Availability G1
2025-10-12 03:00 | 25.4472 |  |  |  |  | 1281.9895 | 0 | bar: Availability G1
2025-10-12 04:00 | 25.4472 |  |  |  |  | 1281.9895 | 0 | bar: Availability G1
2025-10-12 05:00 | 26.8417 |  |  |  |  | 1281.9895 | 0 | bar: Availability G1
2025-10-12 06:00 | 39.9193 |  |  |  |  | 1281.9895 | 0 | bar: Availability G1
2025-10-12 07:00 | 32.4439 |  |  |  |  | 1281.9895 | 0 | bar: Availability G1
2025-10-12 08:00 | 31.9853 |  |  |  |  | 1281.9895 | 0 | bar: Availability G1
2025-10-12 09:00 | 31.545 |  |  |  |  | 1281.9895 | 0 | bar: Availability G1
2025-10-12 10:00 | 26.1586 |  |  |  |  | 1281.9895 | 0 | bar: Availability G1
2025-10-12 11:00 | 26.0927 |  |  |  |  | 1281.9895 | 0 | bar: Availability G1
2025-10-12 12:00 | 26.4693 |  |  |  |  | 1281.9895 | 0 | bar: Availability G1
2025-10-12 13:00 | 26.803 |  |  |  |  | 1281.9895 | 0 | bar: Availability G1
2025-10-12 14:00 | 28.6714 |  |  |  |  | 1281.9895 | 0 | bar: Availability G1
2025-10-12 15:00 | 26.4693 |  |  |  |  | 1281.9895 | 0 | bar: Availability G1
2025-10-12 16:00 | 30.9622 |  |  |  |  | 1281.9895 | 0 | bar: Availability G1
2025-10-12 17:00 | 50.0726 |  |  |  |  | 1281.9895 | 0 | bar: Availability G1
2025-10-12 18:00 | 46.4468 |  |  |  |  | 1281.9895 | 0 | bar: Availability G1
2025-10-12 19:00 | 46.3756 |  |  |  |  | 1281.9895 | 0 | bar: Availability G1
2025-10-12 20:00 | 44.0445 |  |  |  |  | 1281.9895 | 0 | bar: Availability G1
2025-10-12 21:00 | 28.6663 |  |  |  |  | 1281.9895 | 0 | bar: Availability G1
2025-10-12 22:00 | 26.4693 |  |  |  |  | 1281.9895 | 0 | bar: Availability G1
2025-10-12 23:00 | 25.6586 |  |  |  |  | 1281.9895 | 0 | bar: Availability G1
2025-10-13 | 24.509 |  |  |  |  | 1281.9895 | 0 | bar: Availability G1
2025-10-13 01:00 | 24.3125 |  |  |  |  | 1281.9895 | 0 | bar: Availability G1
2025-10-13 02:00 | 24.3125 |  |  |  |  | 1281.9895 | 0 | bar: Availability G1
2025-10-13 03:00 | 24.5172 |  |  |  |  | 1281.9895 | 0 | bar: Availability G1
2025-10-13 04:00 | 25.2914 |  |  |  |  | 1281.9895 | 0 | bar: Availability G1
2025-10-13 05:00 | 32.282 |  |  |  |  | 1281.9895 | 0 | bar: Availability G1
2025-10-13 06:00 | 35.0555 |  |  |  |  | 1281.9895 | 0 | bar: Availability G1
2025-10-13 07:00 | 27.7299 |  |  |  |  | 1281.9895 | 0 | bar: Availability G1
2025-10-13 08:00 | 27.7947 |  |  |  |  | 1281.9895 | 0 | bar: Availability G1
2025-10-13 09:00 | 26.4693 |  |  |  |  | 1281.9895 | 0 | bar: Availability G1
2025-10-13 10:00 | 25.2914 |  |  |  |  | 1281.9895 | 0 | bar: Availability G1
2025-10-13 11:00 | 24.3125 |  |  |  |  | 1281.9895 | 0 | bar: Availability G1
2025-10-13 12:00 | 24.3125 |  |  |  |  | 1281.9895 | 0 | bar: Availability G1
2025-10-13 13:00 | 25.3942 |  |  |  |  | 1281.9895 | 0 | bar: Availability G1
2025-10-13 14:00 | 26.0927 |  |  |  |  | 1281.9895 | 0 | bar: Availability G1
2025-10-13 15:00 | 28.4673 |  |  |  |  | 1281.9895 | 0 | bar: Availability G1
2025-10-13 16:00 | 45.7478 |  |  |  |  | 1281.9895 | 0 | bar: Availability G1
2025-10-13 17:00 | 46.3756 |  |  |  |  | 1281.9895 | 0 | bar: Availability G1
2025-10-13 18:00 | 46.4134 |  |  |  |  | 1281.9895 | 0 | bar: Availability G1
2025-10-13 19:00 | 45.1157 |  |  |  |  | 1281.9895 | 0 | bar: Availability G1
2025-10-13 20:00 | 33.1733 |  |  |  |  | 1281.9895 | 0 | bar: Availability G1
2025-10-13 21:00 | 26.8549 |  |  |  |  | 1281.9895 | 0 | bar: Availability G1
2025-10-13 22:00 | 25.7148 |  |  |  |  | 1281.9895 | 0 | bar: Availability G1
2025-10-13 23:00 | 24.4104 |  |  |  |  | 1281.9895 | 0 | bar: Availability G1
2025-10-14 | 24.4104 |  |  |  |  | 1281.9895 | 0 | bar: Availability G1
2025-10-14 01:00 | 23.8991 |  |  |  |  | 1281.9895 | 0 | bar: Availability G1
2025-10-14 02:00 | 23.8991 |  |  |  |  | 1281.9895 | 0 | bar: Availability G1
2025-10-14 03:00 | 25.9466 |  |  |  |  | 1281.9895 | 0 | bar: Availability G1
2025-10-14 04:00 | 26.9 |  |  |  |  | 1281.9895 | 0 | bar: Availability G1
2025-10-14 05:00 | 33.3823 |  |  |  |  | 1281.9895 | 0 | bar: Availability G1
2025-10-14 06:00 | 33.3823 |  |  |  |  | 1281.9895 | 0 | bar: Availability G1
2025-10-14 07:00 | 27.3097 |  |  |  |  | 1281.9895 | 0 | bar: Availability G1
2025-10-14 08:00 | 24.2366 |  |  |  |  | 1281.9895 | 0 | bar: Availability G1
2025-10-14 09:00 | 24.2366 |  |  |  |  | 1281.9895 | 0 | bar: Availability G1
2025-10-14 10:00 | 24.2212 |  |  |  |  | 1281.9895 | 0 | bar: Availability G1
2025-10-14 11:00 | 24.2366 |  |  |  |  | 1281.9895 | 0 | bar: Availability G1
2025-10-14 12:00 | 24.2366 |  |  |  |  | 1281.9895 | 0 | bar: Availability G1
2025-10-14 13:00 | 23.8991 |  |  |  |  | 1281.9895 | 0 | bar: Availability G1
2025-10-14 14:00 | 23.059 |  |  |  |  | 1281.9895 | 0 | bar: Availability G1
2025-10-14 15:00 | 23.8991 |  |  |  |  | 1281.9895 | 0 | bar: Availability G1
2025-10-14 16:00 | 24.509 |  |  |  |  | 1281.9895 | 0 | bar: Availability G1
2025-10-14 17:00 | 29.1485 |  |  |  |  | 1281.9895 | 0 | bar: Availability G1
2025-10-14 18:00 | 39.9193 |  |  |  |  | 1281.9895 | 0 | bar: Availability G1
2025-10-14 19:00 | 37.9588 |  |  |  |  | 1281.9895 | 0 | bar: Availability G1
2025-10-14 20:00 | 26.8549 |  |  |  |  | 1281.9895 | 0 | bar: Availability G1
2025-10-14 21:00 | 23.9226 |  |  |  |  | 1281.9895 | 0 | bar: Availability G1
2025-10-14 22:00 | 24.3125 |  |  |  |  | 1281.9895 | 0 | bar: Availability G1
2025-10-14 23:00 | 23.8105 |  |  |  |  | 1281.9895 | 0 | bar: Availability G1
2025-10-15 | 23.059 |  |  |  |  | 1281.9895 | 0 | bar: Availability G1
2025-10-15 01:00 | 23.059 |  |  |  |  | 1281.9895 | 0 | bar: Availability G1
2025-10-15 02:00 | 23.8991 |  |  |  |  | 1281.9895 | 0 | bar: Availability G1
2025-10-15 03:00 | 24.0942 |  |  |  |  | 1281.9895 | 0 | bar: Availability G1
2025-10-15 04:00 | 28.9405 |  |  |  |  | 1281.9895 | 0 | bar: Availability G1
2025-10-15 05:00 | 31.7978 |  |  |  |  | 1281.9895 | 0 | bar: Availability G1
2025-10-15 06:00 | 43.0943 |  |  |  |  | 1281.9895 | 0 | bar: Availability G1
2025-10-15 07:00 | 42.792 |  |  |  |  | 1281.9895 | 0 | bar: Availability G1
2025-10-15 08:00 | 33.6589 |  |  |  |  | 1281.9895 | 0 | bar: Availability G1
2025-10-15 09:00 | 26.8549 |  |  |  |  | 1281.9895 | 0 | bar: Availability G1
2025-10-15 10:00 | 24.4815 |  |  |  |  | 1281.9895 | 0 | bar: Availability G1
2025-10-15 11:00 | 24.4815 |  |  |  |  | 1281.9895 | 0 | bar: Availability G1
2025-10-15 12:00 | 24.509 |  |  |  |  | 1281.9895 | 0 | bar: Availability G1
2025-10-15 13:00 | 26.4693 |  |  |  |  | 1281.9895 | 0 | bar: Availability G1
2025-10-15 14:00 | 26.4693 |  |  |  |  | 1281.9895 | 0 | bar: Availability G1
2025-10-15 15:00 | 26.0769 |  |  |  |  | 1281.9895 | 0 | bar: Availability G1
2025-10-15 16:00 | 27.63 |  |  |  |  | 1281.9895 | 0 | bar: Availability G1
2025-10-15 17:00 | 44.8625 |  |  |  |  | 1281.9895 | 0 | bar: Availability G1
2025-10-15 18:00 | 45.7478 |  |  |  |  | 1281.9895 | 0 | bar: Availability G1
2025-10-15 19:00 | 45.7478 |  |  |  |  | 1281.9895 | 0 | bar: Availability G1
2025-10-15 20:00 | 42.5826 |  |  |  |  | 1281.9895 | 0 | bar: Availability G1
2025-10-15 21:00 | 36.0207 |  |  |  |  | 1281.9895 | 0 | bar: Availability G1
2025-10-15 22:00 | 27.7865 |  |  |  |  | 1281.9895 | 0 | bar: Availability G1
2025-10-15 23:00 | 26.5442 |  |  |  |  | 1281.9895 | 0 | bar: Availability G1
2025-10-16 | 26.4693 |  |  |  |  | 1281.9895 | 0 | bar: Availability G1
2025-10-16 01:00 | 26.3418 |  |  |  |  | 1281.9895 | 0 | bar: Availability G1
2025-10-16 02:00 | 26.4693 |  |  |  |  | 1281.9895 | 0 | bar: Availability G1
2025-10-16 03:00 | 27.785 |  |  |  |  | 1281.9895 | 0 | bar: Availability G1
2025-10-16 04:00 | 28.2292 |  |  |  |  | 1281.9895 | 0 | bar: Availability G1
2025-10-16 05:00 | 44.0445 |  |  |  |  | 1281.9895 | 0 | bar: Availability G1
2025-10-16 06:00 | 44.0445 |  |  |  |  | 1281.9895 | 0 | bar: Availability G1
2025-10-16 07:00 | 38.3418 |  |  |  |  | 1281.9895 | 0 | bar: Availability G1
2025-10-16 08:00 | 30.882 |  |  |  |  | 1281.9895 | 0 | bar: Availability G1
2025-10-16 09:00 | 34.0488 |  |  |  |  | 1281.9895 | 0 | bar: Availability G1
2025-10-16 10:00 | 32.6885 |  |  |  |  | 1281.9895 | 0 | bar: Availability G1
2025-10-16 11:00 | 34.0488 |  |  |  |  | 1281.9895 | 0 | bar: Availability G1
2025-10-16 12:00 | 29.5957 |  |  |  |  | 1281.9895 | 0 | bar: Availability G1
2025-10-16 13:00 | 28.1477 |  |  |  |  | 1281.9895 | 0 | bar: Availability G1
2025-10-16 14:00 | 28.1477 |  |  |  |  | 1281.9895 | 0 | bar: Availability G1
2025-10-16 15:00 | 27.573 |  |  |  |  | 1281.9895 | 0 | bar: Availability G1
2025-10-16 16:00 | 30.5874 |  |  |  |  | 1281.9895 | 0 | bar: Availability G1
2025-10-16 17:00 | 45.7478 |  |  |  |  | 1281.9895 | 0 | bar: Availability G1
2025-10-16 18:00 | 51.506 |  |  |  |  | 1281.9895 | 0 | bar: Availability G1
2025-10-16 19:00 | 49.7015 |  |  |  |  | 1281.9895 | 0 | bar: Availability G1
2025-10-16 20:00 | 44.0445 |  |  |  |  | 1281.9895 | 0 | bar: Availability G1
2025-10-16 21:00 | 32.0996 |  |  |  |  | 1281.9895 | 0 | bar: Availability G1
2025-10-16 22:00 | 33.0034 |  |  |  |  | 1281.9895 | 0 | bar: Availability G1
2025-10-16 23:00 | 27.368 |  |  |  |  | 1281.9895 | 0 | bar: Availability G1
2025-10-17 | 24.509 |  |  |  |  | 1281.9895 | 0 | bar: Availability G1
2025-10-17 01:00 | 24.8627 |  |  |  |  | 1281.9895 | 0 | bar: Availability G1
2025-10-17 02:00 | 25.5801 |  |  |  |  | 1281.9895 | 0 | bar: Availability G1
2025-10-17 03:00 | 26.4693 |  |  |  |  | 1281.9895 | 0 | bar: Availability G1
2025-10-17 04:00 | 30.2552 |  |  |  |  | 1281.9895 | 0 | bar: Availability G1
2025-10-17 05:00 | 35.0555 |  |  |  |  | 1281.9895 | 0 | bar: Availability G1
2025-10-17 06:00 | 39.2029 |  |  |  |  | 1281.9895 | 0 | bar: Availability G1
2025-10-17 07:00 | 33.1733 |  |  |  |  | 1281.9895 | 0 | bar: Availability G1
2025-10-17 08:00 | 30.908 |  |  |  |  | 1281.9895 | 0 | bar: Availability G1
2025-10-17 09:00 | 32.3302 |  |  |  |  | 1281.9895 | 0 | bar: Availability G1
2025-10-17 10:00 | 29.1485 |  |  |  |  | 1281.9895 | 0 | bar: Availability G1
2025-10-17 11:00 | 26.8549 |  |  |  |  | 1281.9895 | 0 | bar: Availability G1
2025-10-17 12:00 | 26.4693 |  |  |  |  | 1281.9895 | 0 | bar: Availability G1
2025-10-17 13:00 | 26.4693 |  |  |  |  | 1281.9895 | 0 | bar: Availability G1
2025-10-17 14:00 | 26.4693 |  |  |  |  | 1281.9895 | 0 | bar: Availability G1
2025-10-17 15:00 | 26.8549 |  |  |  |  | 1281.9895 | 0 | bar: Availability G1
2025-10-17 16:00 | 29.917 |  |  |  |  | 1281.9895 | 0 | bar: Availability G1
2025-10-17 17:00 | 44.0445 |  |  |  |  | 1281.9895 | 0 | bar: Availability G1
2025-10-17 18:00 | 44.778 |  |  |  |  | 1281.9895 | 0 | bar: Availability G1
2025-10-17 19:00 | 40.3861 |  |  |  |  | 1281.9895 | 0 | bar: Availability G1
2025-10-17 20:00 | 41.9201 |  |  |  |  | 1281.9895 | 0 | bar: Availability G1
2025-10-17 21:00 | 29.0084 |  |  |  |  | 1281.9895 | 0 | bar: Availability G1
2025-10-17 22:00 | 32.1534 |  |  |  |  | 1281.9895 | 0 | bar: Availability G1
2025-10-17 23:00 | 25.1244 |  |  |  |  | 1281.9895 | 0 | bar: Availability G1
2025-10-18 | 23.059 |  |  |  |  | 1281.9895 | 0 | bar: Availability G1
2025-10-18 01:00 | 22.2372 |  |  |  |  | 1281.9895 | 0 | bar: Availability G1
2025-10-18 02:00 | 22.2372 |  |  |  |  | 1281.9895 | 0 | bar: Availability G1
2025-10-18 03:00 | 23.5463 |  |  |  |  | 1281.9895 | 0 | bar: Availability G1
2025-10-18 04:00 | 26.1078 |  |  |  |  | 1281.9895 | 0 | bar: Availability G1
2025-10-18 05:00 | 26.1078 |  |  |  |  | 1281.9895 | 0 | bar: Availability G1
2025-10-18 06:00 | 36.6201 |  |  |  |  | 1281.9895 | 0 | bar: Availability G1
2025-10-18 07:00 | 34.0118 |  |  |  |  | 1281.9895 | 0 | bar: Availability G1
2025-10-18 08:00 | 26.8606 |  |  |  |  | 1281.9895 | 0 | bar: Availability G1
2025-10-18 09:00 | 23.9226 |  |  |  |  | 1281.9895 | 0 | bar: Availability G1
2025-10-18 10:00 | 23.1257 |  |  |  |  | 1281.9895 | 0 | bar: Availability G1
2025-10-18 11:00 | 23.1257 |  |  |  |  | 1281.9895 | 0 | bar: Availability G1
2025-10-18 12:00 | 23.1257 |  |  |  |  | 1281.9895 | 0 | bar: Availability G1
2025-10-18 13:00 | 24.2366 |  |  |  |  | 1281.9895 | 0 | bar: Availability G1
2025-10-18 14:00 | 26.1461 |  |  |  |  | 1281.9895 | 0 | bar: Availability G1
2025-10-18 15:00 | 27.573 |  |  |  |  | 1281.9895 | 0 | bar: Availability G1
2025-10-18 16:00 | 36.8184 |  |  |  |  | 1281.9895 | 0 | bar: Availability G1
2025-10-18 17:00 | 51.57 |  |  |  |  | 1281.9895 | 0 | bar: Availability G1
2025-10-18 18:00 | 51.506 |  |  |  |  | 1281.9895 | 0 | bar: Availability G1
2025-10-18 19:00 | 40.19 |  |  |  |  | 1281.9895 | 0 | bar: Availability G1
2025-10-18 20:00 | 39.189 |  |  |  |  | 1281.9895 | 0 | bar: Availability G1
2025-10-18 21:00 | 28.4317 |  |  |  |  | 1281.9895 | 0 | bar: Availability G1
2025-10-18 22:00 | 26.4693 |  |  |  |  | 1281.9895 | 0 | bar: Availability G1
2025-10-18 23:00 | 24.3125 |  |  |  |  | 1281.9895 | 0 | bar: Availability G1
2025-10-19 | 24.3125 |  |  |  |  | 1281.9895 | 0 | bar: Availability G1
2025-10-19 01:00 | 23.059 |  |  |  |  | 1281.9895 | 0 | bar: Availability G1
2025-10-19 02:00 | 25.4472 |  |  |  |  | 1281.9895 | 0 | bar: Availability G1
2025-10-19 03:00 | 26.5186 |  |  |  |  | 1281.9895 | 0 | bar: Availability G1
2025-10-19 04:00 | 30.1255 |  |  |  |  | 1281.9895 | 0 | bar: Availability G1
2025-10-19 05:00 | 42.3004 |  |  |  |  | 1281.9895 | 0 | bar: Availability G1
2025-10-19 06:00 | 36.3088 |  |  |  |  | 1281.9895 | 0 | bar: Availability G1
2025-10-19 07:00 | 32.3271 |  |  |  |  | 1281.9895 | 0 | bar: Availability G1
2025-10-19 08:00 | 34.6633 |  |  |  |  | 1281.9895 | 0 | bar: Availability G1
2025-10-19 09:00 | 28.4096 |  |  |  |  | 1281.9895 | 0 | bar: Availability G1
2025-10-19 10:00 | 26.4693 |  |  |  |  | 1281.9895 | 0 | bar: Availability G1
2025-10-19 11:00 | 24.489 |  |  |  |  | 1281.9895 | 0 | bar: Availability G1
2025-10-19 12:00 | 23.8991 |  |  |  |  | 1281.9895 | 0 | bar: Availability G1
2025-10-19 13:00 | 23.474 |  |  |  |  | 1281.9895 | 0 | bar: Availability G1
2025-10-19 14:00 | 23.474 |  |  |  |  | 1281.9895 | 0 | bar: Availability G1
2025-10-19 15:00 | 26.8549 |  |  |  |  | 1281.9895 | 0 | bar: Availability G1
2025-10-19 16:00 | 26.8549 |  |  |  |  | 1281.9895 | 0 | bar: Availability G1
2025-10-19 17:00 | 42.5176 |  |  |  |  | 1281.9895 | 0 | bar: Availability G1
2025-10-19 18:00 | 43.9904 |  |  |  |  | 1281.9895 | 0 | bar: Availability G1
2025-10-19 19:00 | 42.3003 |  |  |  |  | 1281.9895 | 0 | bar: Availability G1
2025-10-19 20:00 | 31.0844 |  |  |  |  | 1281.9895 | 0 | bar: Availability G1
2025-10-19 21:00 | 24.9191 |  |  |  |  | 1281.9895 | 0 | bar: Availability G1
2025-10-19 22:00 | 24.3125 |  |  |  |  | 1281.9895 | 0 | bar: Availability G1
2025-10-19 23:00 | 24.3125 |  |  |  |  | 1281.9895 | 0 | bar: Availability G1
2025-10-20 | 24.3125 |  |  |  |  | 1281.9895 | 0 | bar: Availability G1
2025-10-20 01:00 | 24.3125 |  |  |  |  | 1281.9895 | 0 | bar: Availability G1
2025-10-20 02:00 | 24.9191 |  |  |  |  | 1281.9895 | 0 | bar: Availability G1
2025-10-20 03:00 | 25.4635 |  |  |  |  | 1281.9895 | 0 | bar: Availability G1
2025-10-20 04:00 | 25.0891 |  |  |  |  | 1281.9895 | 0 | bar: Availability G1
2025-10-20 05:00 | 36.9026 |  |  |  |  | 1281.9895 | 0 | bar: Availability G1
2025-10-20 06:00 | 30.9721 |  |  |  |  | 1281.9895 | 0 | bar: Availability G1
2025-10-20 07:00 | 30.908 |  |  |  |  | 1281.9895 | 0 | bar: Availability G1
2025-10-20 08:00 | 28.4482 |  |  |  |  | 1281.9895 | 0 | bar: Availability G1
2025-10-20 09:00 | 27.9854 |  |  |  |  | 1281.9895 | 0 | bar: Availability G1
2025-10-20 10:00 | 26.8549 |  |  |  |  | 1281.9895 | 0 | bar: Availability G1
2025-10-20 11:00 | 26.8549 |  |  |  |  | 1281.9895 | 0 | bar: Availability G1
2025-10-20 12:00 | 26.8549 |  |  |  |  | 1281.9895 | 0 | bar: Availability G1
2025-10-20 13:00 | 26.8549 |  |  |  |  | 1281.9895 | 0 | bar: Availability G1
2025-10-20 14:00 | 27.5895 |  |  |  |  | 1281.9895 | 0 | bar: Availability G1
2025-10-20 15:00 | 26.8549 |  |  |  |  | 1281.9895 | 0 | bar: Availability G1
2025-10-20 16:00 | 26.8549 |  |  |  |  | 1281.9895 | 0 | bar: Availability G1
2025-10-20 17:00 | 42.3004 |  |  |  |  | 1281.9895 | 0 | bar: Availability G1
2025-10-20 18:00 | 47.0415 |  |  |  |  | 1281.9895 | 0 | bar: Availability G1
2025-10-20 19:00 | 42.768 |  |  |  |  | 1281.9895 | 0 | bar: Availability G1
2025-10-20 20:00 | 37.7062 |  |  |  |  | 1281.9895 | 0 | bar: Availability G1
2025-10-20 21:00 | 39.9193 |  |  |  |  | 1281.9895 | 0 | bar: Availability G1
2025-10-20 22:00 | 29.1485 |  |  |  |  | 1281.9895 | 0 | bar: Availability G1
2025-10-20 23:00 | 27.4725 |  |  |  |  | 1281.9895 | 0 | bar: Availability G1
2025-10-21 | 24.1591 |  |  |  |  | 1281.9895 | 0 | bar: Availability G1
2025-10-21 01:00 | 24.2366 |  |  |  |  | 1281.9895 | 0 | bar: Availability G1
2025-10-21 02:00 | 24.5813 |  |  |  |  | 1281.9895 | 0 | bar: Availability G1
2025-10-21 03:00 | 26.4693 |  |  |  |  | 1281.9895 | 0 | bar: Availability G1
2025-10-21 04:00 | 28.1319 |  |  |  |  | 1281.9895 | 0 | bar: Availability G1
2025-10-21 05:00 | 41.2267 |  |  |  |  | 1281.9895 | 0 | bar: Availability G1
2025-10-21 06:00 | 42.3004 |  |  |  |  | 1281.9895 | 0 | bar: Availability G1
2025-10-21 07:00 | 42.3003 |  |  |  |  | 1281.9895 | 0 | bar: Availability G1
2025-10-21 08:00 | 30.5428 |  |  |  |  | 1281.9895 | 0 | bar: Availability G1
2025-10-21 09:00 | 29.0206 |  |  |  |  | 1281.9895 | 0 | bar: Availability G1
2025-10-21 10:00 | 26.4693 |  |  |  |  | 1281.9895 | 0 | bar: Availability G1
2025-10-21 11:00 | 27.573 |  |  |  |  | 1281.9895 | 0 | bar: Availability G1
2025-10-21 12:00 | 29.1486 |  |  |  |  | 1281.9895 | 0 | bar: Availability G1
2025-10-21 13:00 | 27.3617 |  |  |  |  | 1281.9895 | 0 | bar: Availability G1
2025-10-21 14:00 | 26.0305 |  |  |  |  | 1281.9895 | 0 | bar: Availability G1
2025-10-21 15:00 | 26.3418 |  |  |  |  | 1281.9895 | 0 | bar: Availability G1
2025-10-21 16:00 | 26.8549 |  |  |  |  | 1281.9895 | 0 | bar: Availability G1
2025-10-21 17:00 | 47.127 |  |  |  |  | 1281.9895 | 0 | bar: Availability G1
2025-10-21 18:00 | 48.7863 |  |  |  |  | 1281.9895 | 0 | bar: Availability G1
2025-10-21 19:00 | 42.3004 |  |  |  |  | 1281.9895 | 0 | bar: Availability G1
2025-10-21 20:00 | 39.8903 |  |  |  |  | 1281.9895 | 0 | bar: Availability G1
2025-10-21 21:00 | 30.6449 |  |  |  |  | 1281.9895 | 0 | bar: Availability G1
2025-10-21 22:00 | 26.5133 |  |  |  |  | 1281.9895 | 0 | bar: Availability G1
2025-10-21 23:00 | 24.3125 |  |  |  |  | 1281.9895 | 0 | bar: Availability G1
2025-10-22 | 24.3125 |  |  |  |  | 1281.9895 | 0 | bar: Availability G1
2025-10-22 01:00 | 24.3125 |  |  |  |  | 1281.9895 | 0 | bar: Availability G1
2025-10-22 02:00 | 24.3125 |  |  |  |  | 1281.9895 | 0 | bar: Availability G1
2025-10-22 03:00 | 24.5813 |  |  |  |  | 1281.9895 | 0 | bar: Availability G1
2025-10-22 04:00 | 26.4693 |  |  |  |  | 1281.9895 | 0 | bar: Availability G1
2025-10-22 05:00 | 42.3004 |  |  |  |  | 1281.9895 | 0 | bar: Availability G1
2025-10-22 06:00 | 39.9193 |  |  |  |  | 1281.9895 | 0 | bar: Availability G1
2025-10-22 07:00 | 30.9754 |  |  |  |  | 1281.9895 | 0 | bar: Availability G1
2025-10-22 08:00 | 26.8549 |  |  |  |  | 1281.9895 | 0 | bar: Availability G1
2025-10-22 09:00 | 27.573 |  |  |  |  | 1281.9895 | 0 | bar: Availability G1
2025-10-22 10:00 | 29.1485 |  |  |  |  | 1281.9895 | 0 | bar: Availability G1
2025-10-22 11:00 | 26.8549 |  |  |  |  | 1281.9895 | 0 | bar: Availability G1
2025-10-22 12:00 | 26.4693 |  |  |  |  | 1281.9895 | 0 | bar: Availability G1
2025-10-22 13:00 | 26.4693 |  |  |  |  | 1281.9895 | 0 | bar: Availability G1
2025-10-22 14:00 | 25.2914 |  |  |  |  | 1281.9895 | 0 | bar: Availability G1
2025-10-22 15:00 | 26.8026 |  |  |  |  | 1281.9895 | 0 | bar: Availability G1
2025-10-22 16:00 | 27.7407 |  |  |  |  | 1281.9895 | 0 | bar: Availability G1
2025-10-22 17:00 | 44.285 |  |  |  |  | 1281.9895 | 0 | bar: Availability G1
2025-10-22 18:00 | 49.4023 |  |  |  |  | 1281.9895 | 0 | bar: Availability G1
2025-10-22 19:00 | 44.285 |  |  |  |  | 1281.9895 | 0 | bar: Availability G1
2025-10-22 20:00 | 38.0587 |  |  |  |  | 1281.9895 | 0 | bar: Availability G1
2025-10-22 21:00 | 26.4693 |  |  |  |  | 1281.9895 | 0 | bar: Availability G1
2025-10-22 22:00 | 26.4693 |  |  |  |  | 1281.9895 | 0 | bar: Availability G1
2025-10-22 23:00 | 24.9191 |  |  |  |  | 1281.9895 | 0 | bar: Availability G1
2025-10-23 | 24.3481 |  |  |  |  | 1281.9895 | 0 | bar: Availability G1
2025-10-23 01:00 | 24.5813 |  |  |  |  | 1281.9895 | 0 | bar: Availability G1
2025-10-23 02:00 | 24.9191 |  |  |  |  | 1281.9895 | 0 | bar: Availability G1
2025-10-23 03:00 | 25.0891 |  |  |  |  | 1281.9895 | 0 | bar: Availability G1
2025-10-23 04:00 | 26.2782 |  |  |  |  | 1281.9895 | 0 | bar: Availability G1
2025-10-23 05:00 | 28.9537 |  |  |  |  | 1281.9895 | 0 | bar: Availability G1
2025-10-23 06:00 | 36.2835 |  |  |  |  | 1281.9895 | 0 | bar: Availability G1
2025-10-23 07:00 | 33.2591 |  |  |  |  | 1281.9895 | 0 | bar: Availability G1
2025-10-23 08:00 | 28.0923 |  |  |  |  | 1281.9895 | 0 | bar: Availability G1
2025-10-23 09:00 | 26.7429 |  |  |  |  | 1281.9895 | 0 | bar: Availability G1
2025-10-23 10:00 | 26.4693 |  |  |  |  | 1281.9895 | 0 | bar: Availability G1
2025-10-23 11:00 | 26.4693 |  |  |  |  | 1281.9895 | 0 | bar: Availability G1
2025-10-23 12:00 | 26.4693 |  |  |  |  | 1281.9895 | 0 | bar: Availability G1
2025-10-23 13:00 | 26.2981 |  |  |  |  | 1281.9895 | 0 | bar: Availability G1
2025-10-23 14:00 | 26.2425 |  |  |  |  | 1281.9895 | 0 | bar: Availability G1
2025-10-23 15:00 | 26.8549 |  |  |  |  | 1281.9895 | 0 | bar: Availability G1
2025-10-23 16:00 | 28.113 |  |  |  |  | 1281.9895 | 0 | bar: Availability G1
2025-10-23 17:00 | 44.8181 |  |  |  |  | 1281.9895 | 0 | bar: Availability G1
2025-10-23 18:00 | 44.0445 |  |  |  |  | 1281.9895 | 0 | bar: Availability G1
2025-10-23 19:00 | 39.9193 |  |  |  |  | 1281.9895 | 0 | bar: Availability G1
2025-10-23 20:00 | 38.5854 |  |  |  |  | 1281.9895 | 0 | bar: Availability G1
2025-10-23 21:00 | 26.4693 |  |  |  |  | 1281.9895 | 0 | bar: Availability G1
2025-10-23 22:00 | 24.2366 |  |  |  |  | 1281.9895 | 0 | bar: Availability G1
2025-10-23 23:00 | 24.2366 |  |  |  |  | 1281.9895 | 0 | bar: Availability G1
2025-10-24 | 23.8991 |  |  |  |  | 1281.9895 | 0 | bar: Availability G1
2025-10-24 01:00 | 23.8991 |  |  |  |  | 1281.9895 | 0 | bar: Availability G1
2025-10-24 02:00 | 23.8991 |  |  |  |  | 1281.9895 | 0 | bar: Availability G1
2025-10-24 03:00 | 26.1461 |  |  |  |  | 1281.9895 | 0 | bar: Availability G1
2025-10-24 04:00 | 27.1843 |  |  |  |  | 1281.9895 | 0 | bar: Availability G1
2025-10-24 05:00 | 29.7118 |  |  |  |  | 1281.9895 | 0 | bar: Availability G1
2025-10-24 06:00 | 44.0445 |  |  |  |  | 1281.9895 | 0 | bar: Availability G1
2025-10-24 07:00 | 43.0943 |  |  |  |  | 1281.9895 | 0 | bar: Availability G1
2025-10-24 08:00 | 39.9193 |  |  |  |  | 1281.9895 | 0 | bar: Availability G1
2025-10-24 09:00 | 25.2914 |  |  |  |  | 1281.9895 | 0 | bar: Availability G1
2025-10-24 10:00 | 26.4693 |  |  |  |  | 1281.9895 | 0 | bar: Availability G1
2025-10-24 11:00 | 25.2914 |  |  |  |  | 1281.9895 | 0 | bar: Availability G1
2025-10-24 12:00 | 24.5813 |  |  |  |  | 1281.9895 | 0 | bar: Availability G1
2025-10-24 13:00 | 26.4965 |  |  |  |  | 1281.9895 | 0 | bar: Availability G1
2025-10-24 14:00 | 30.9622 |  |  |  |  | 1281.9895 | 0 | bar: Availability G1
2025-10-24 15:00 | 50.0726 |  |  |  |  | 1281.9895 | 0 | bar: Availability G1
2025-10-24 16:00 | 52.0012 |  |  |  |  | 1281.9895 | 0 | bar: Availability G1
2025-10-24 17:00 | 51.57 |  |  |  |  | 1281.9895 | 0 | bar: Availability G1
2025-10-24 18:00 | 51.506 |  |  |  |  | 1281.9895 | 0 | bar: Availability G1
2025-10-24 19:00 | 51.506 |  |  |  |  | 1281.9895 | 0 | bar: Availability G1
2025-10-24 20:00 | 44.0445 |  |  |  |  | 1281.9895 | 0 | bar: Availability G1
2025-10-24 21:00 | 51.506 |  |  |  |  | 1281.9895 | 0 | bar: Availability G1
2025-10-24 22:00 | 29.9732 |  |  |  |  | 1281.9895 | 0 | bar: Availability G1
2025-10-24 23:00 | 30.9622 |  |  |  |  | 1281.9895 | 0 | bar: Availability G1
2025-10-25 | 26.4693 |  |  |  |  | 1281.9895 | 0 | bar: Availability G1
2025-10-25 01:00 | 25.1107 |  |  |  |  | 1281.9895 | 0 | bar: Availability G1
2025-10-25 02:00 | 25.1107 |  |  |  |  | 1281.9895 | 0 | bar: Availability G1
2025-10-25 03:00 | 24.5813 |  |  |  |  | 1281.9895 | 0 | bar: Availability G1
2025-10-25 04:00 | 25.1107 |  |  |  |  | 1281.9895 | 0 | bar: Availability G1
2025-10-25 05:00 | 29.1485 |  |  |  |  | 1281.9895 | 0 | bar: Availability G1
2025-10-25 06:00 | 33.3823 |  |  |  |  | 1281.9895 | 0 | bar: Availability G1
2025-10-25 07:00 | 29.1197 |  |  |  |  | 1281.9895 | 0 | bar: Availability G1
2025-10-25 08:00 | 25.2914 |  |  |  |  | 1281.9895 | 0 | bar: Availability G1
2025-10-25 09:00 | 26.4693 |  |  |  |  | 1281.9895 | 0 | bar: Availability G1
2025-10-25 10:00 | 24.8058 |  |  |  |  | 1281.9895 | 0 | bar: Availability G1
2025-10-25 11:00 | 24.8058 |  |  |  |  | 1281.9895 | 0 | bar: Availability G1
2025-10-25 12:00 | 24.8058 |  |  |  |  | 1281.9895 | 0 | bar: Availability G1
2025-10-25 13:00 | 25.2914 |  |  |  |  | 1281.9895 | 0 | bar: Availability G1
2025-10-25 14:00 | 26.5417 |  |  |  |  | 1281.9895 | 0 | bar: Availability G1
2025-10-25 15:00 | 27.3617 |  |  |  |  | 1281.9895 | 0 | bar: Availability G1
2025-10-25 16:00 | 38.3265 |  |  |  |  | 1281.9895 | 0 | bar: Availability G1
2025-10-25 17:00 | 51.57 |  |  |  |  | 1281.9895 | 0 | bar: Availability G1
2025-10-25 18:00 | 51.506 |  |  |  |  | 1281.9895 | 0 | bar: Availability G1
2025-10-25 19:00 | 49.234 |  |  |  |  | 1281.9895 | 0 | bar: Availability G1
2025-10-25 20:00 | 40.0788 |  |  |  |  | 1281.9895 | 0 | bar: Availability G1
2025-10-25 21:00 | 36.0998 |  |  |  |  | 1281.9895 | 0 | bar: Availability G1
2025-10-25 22:00 | 35.8829 |  |  |  |  | 1281.9895 | 0 | bar: Availability G1
2025-10-25 23:00 | 26.5358 |  |  |  |  | 1281.9895 | 0 | bar: Availability G1
2025-10-26 | 25.483 |  |  |  |  | 1281.9895 | 0 | bar: Availability G1
2025-10-26 01:00 | 24.2366 |  |  |  |  | 1281.9895 | 0 | bar: Availability G1
2025-10-26 02:00 | 24.3481 |  |  |  |  | 1281.9895 | 0 | bar: Availability G1
2025-10-26 03:00 | 24.5813 |  |  |  |  | 1281.9895 | 0 | bar: Availability G1
2025-10-26 04:00 | 24.5813 |  |  |  |  | 1281.9895 | 0 | bar: Availability G1
2025-10-26 05:00 | 26.4693 |  |  |  |  | 1281.9895 | 0 | bar: Availability G1
2025-10-26 06:00 | 26.4693 |  |  |  |  | 1281.9895 | 0 | bar: Availability G1
2025-10-26 07:00 | 24.2366 |  |  |  |  | 1281.9895 | 0 | bar: Availability G1
2025-10-26 08:00 | 24.5813 |  |  |  |  | 1281.9895 | 0 | bar: Availability G1
2025-10-26 09:00 | 26.0927 |  |  |  |  | 1281.9895 | 0 | bar: Availability G1
2025-10-26 10:00 | 25.9821 |  |  |  |  | 1281.9895 | 0 | bar: Availability G1
2025-10-26 11:00 | 26.0927 |  |  |  |  | 1281.9895 | 0 | bar: Availability G1
2025-10-26 12:00 | 25.2914 |  |  |  |  | 1281.9895 | 0 | bar: Availability G1
2025-10-26 13:00 | 25.2914 |  |  |  |  | 1281.9895 | 0 | bar: Availability G1
2025-10-26 14:00 | 25.2914 |  |  |  |  | 1281.9895 | 0 | bar: Availability G1
2025-10-26 15:00 | 25.9423 |  |  |  |  | 1281.9895 | 0 | bar: Availability G1
2025-10-26 16:00 | 26.9484 |  |  |  |  | 1281.9895 | 0 | bar: Availability G1
2025-10-26 17:00 | 36.6611 |  |  |  |  | 1281.9895 | 0 | bar: Availability G1
2025-10-26 18:00 | 32.203 |  |  |  |  | 1281.9895 | 0 | bar: Availability G1
2025-10-26 19:00 | 26.4693 |  |  |  |  | 1281.9895 | 0 | bar: Availability G1
2025-10-26 20:00 | 24.5813 |  |  |  |  | 1281.9895 | 0 | bar: Availability G1
2025-10-26 21:00 | 23.8991 |  |  |  |  | 1281.9895 | 0 | bar: Availability G1
2025-10-26 22:00 | 23.8991 |  |  |  |  | 1281.9895 | 0 | bar: Availability G1
2025-10-26 23:00 | 24.3481 |  |  |  |  | 1281.9895 | 0 | bar: Availability G1
2025-10-27 | 23.8991 |  |  |  |  | 1281.9895 | 0 | bar: Availability G1
2025-10-27 01:00 | 23.059 |  |  |  |  | 1281.9895 | 0 | bar: Availability G1
2025-10-27 02:00 | 22.2372 |  |  |  |  | 1281.9895 | 0 | bar: Availability G1
2025-10-27 03:00 | 23.059 |  |  |  |  | 1281.9895 | 0 | bar: Availability G1
2025-10-27 04:00 | 24.5813 |  |  |  |  | 1281.9895 | 0 | bar: Availability G1
2025-10-27 05:00 | 30.1255 |  |  |  |  | 1281.9895 | 0 | bar: Availability G1
2025-10-27 06:00 | 29.1485 |  |  |  |  | 1281.9895 | 0 | bar: Availability G1
2025-10-27 07:00 | 25.3702 |  |  |  |  | 1281.9895 | 0 | bar: Availability G1
2025-10-27 08:00 | 24.2366 |  |  |  |  | 1281.9895 | 0 | bar: Availability G1
2025-10-27 09:00 | 23.1257 |  |  |  |  | 1281.9895 | 0 | bar: Availability G1
2025-10-27 10:00 | 23.8991 |  |  |  |  | 1281.9895 | 0 | bar: Availability G1
2025-10-27 11:00 | 24.509 |  |  |  |  | 1281.9895 | 0 | bar: Availability G1
2025-10-27 12:00 | 23.9226 |  |  |  |  | 1281.9895 | 0 | bar: Availability G1
2025-10-27 13:00 | 23.9223 |  |  |  |  | 1281.9895 | 0 | bar: Availability G1
2025-10-27 14:00 | 24.2846 |  |  |  |  | 1281.9895 | 0 | bar: Availability G1
2025-10-27 15:00 | 26.0769 |  |  |  |  | 1281.9895 | 0 | bar: Availability G1
2025-10-27 16:00 | 26.8549 |  |  |  |  | 1281.9895 | 0 | bar: Availability G1
2025-10-27 17:00 | 42.945 |  |  |  |  | 1281.9895 | 0 | bar: Availability G1
2025-10-27 18:00 | 47.3327 |  |  |  |  | 1281.9895 | 0 | bar: Availability G1
2025-10-27 19:00 | 42.3003 |  |  |  |  | 1281.9895 | 0 | bar: Availability G1
2025-10-27 20:00 | 37.6682 |  |  |  |  | 1281.9895 | 0 | bar: Availability G1
2025-10-27 21:00 | 26.8549 |  |  |  |  | 1281.9895 | 0 | bar: Availability G1
2025-10-27 22:00 | 24.5004 |  |  |  |  | 1281.9895 | 0 | bar: Availability G1
2025-10-27 23:00 | 24.9191 |  |  |  |  | 1281.9895 | 0 | bar: Availability G1
2025-10-28 | 23.059 |  |  |  |  | 1281.9895 | 0 | bar: Availability G1
2025-10-28 01:00 | 23.059 |  |  |  |  | 1281.9895 | 0 | bar: Availability G1
2025-10-28 02:00 | 24.0942 |  |  |  |  | 1281.9895 | 0 | bar: Availability G1
2025-10-28 03:00 | 24.2366 |  |  |  |  | 1281.9895 | 0 | bar: Availability G1
2025-10-28 04:00 | 23.9226 |  |  |  |  | 1281.9895 | 0 | bar: Availability G1
2025-10-28 05:00 | 27.8486 |  |  |  |  | 1281.9895 | 0 | bar: Availability G1
2025-10-28 06:00 | 31.1741 |  |  |  |  | 1281.9895 | 0 | bar: Availability G1
2025-10-28 07:00 | 30.9721 |  |  |  |  | 1281.9895 | 0 | bar: Availability G1
2025-10-28 08:00 | 26.7429 |  |  |  |  | 1281.9895 | 0 | bar: Availability G1
2025-10-28 09:00 | 24.509 |  |  |  |  | 1281.9895 | 0 | bar: Availability G1
2025-10-28 10:00 | 24.1577 |  |  |  |  | 1281.9895 | 0 | bar: Availability G1
2025-10-28 11:00 | 24.2212 |  |  |  |  | 1281.9895 | 0 | bar: Availability G1
2025-10-28 12:00 | 24.2366 |  |  |  |  | 1281.9895 | 0 | bar: Availability G1
2025-10-28 13:00 | 24.2366 |  |  |  |  | 1281.9895 | 0 | bar: Availability G1
2025-10-28 14:00 | 23.8991 |  |  |  |  | 1281.9895 | 0 | bar: Availability G1
2025-10-28 15:00 | 25.2914 |  |  |  |  | 1281.9895 | 0 | bar: Availability G1
2025-10-28 16:00 | 26.4693 |  |  |  |  | 1281.9895 | 0 | bar: Availability G1
2025-10-28 17:00 | 44.0445 |  |  |  |  | 1281.9895 | 0 | bar: Availability G1
2025-10-28 18:00 | 50.6201 |  |  |  |  | 1281.9895 | 0 | bar: Availability G1
2025-10-28 19:00 | 43.7448 |  |  |  |  | 1281.9895 | 0 | bar: Availability G1
2025-10-28 20:00 | 31.8543 |  |  |  |  | 1281.9895 | 0 | bar: Availability G1
2025-10-28 21:00 | 25.2914 |  |  |  |  | 1281.9895 | 0 | bar: Availability G1
2025-10-28 22:00 | 23.059 |  |  |  |  | 1281.9895 | 0 | bar: Availability G1
2025-10-28 23:00 | 23.059 |  |  |  |  | 1281.9895 | 0 | bar: Availability G1
2025-10-29 | 67.5624 |  |  |  |  | 1281.9895 | 0 | bar: Availability G1
2025-10-29 01:00 | 54.8158 |  |  |  |  | 1281.9895 | 0 | bar: Availability G1
2025-10-29 02:00 | 52.3082 |  |  |  |  | 1281.9895 | 0 | bar: Availability G1
2025-10-29 03:00 | 56.7129 |  |  |  |  | 1281.9895 | 0 | bar: Availability G1
2025-10-29 04:00 | 65.4425 |  |  |  |  | 1281.9895 | 0 | bar: Availability G1
2025-10-29 05:00 | 148.9145 |  |  |  |  | 1281.9895 | 0 | bar: Availability G1
2025-10-29 06:00 | 592.3578 |  |  |  |  | 1281.9895 | 0 | bar: Availability G1
2025-10-29 07:00 | 248.5093 |  |  |  |  | 1281.9895 | 0 | bar: Availability G1
2025-10-29 08:00 | 72.3622 |  |  |  |  | 1281.9895 | 0 | bar: Availability G1
2025-10-29 09:00 | 67.6736 |  |  |  |  | 1281.9895 | 0 | bar: Availability G1
2025-10-29 10:00 | 70.7466 |  |  |  |  | 1281.9895 | 0 | bar: Availability G1
2025-10-29 11:00 | 67.9257 |  |  |  |  | 1281.9895 | 0 | bar: Availability G1
2025-10-29 12:00 | 80.6016 |  |  |  |  | 1281.9895 | 0 | bar: Availability G1
2025-10-29 13:00 | 435.5259 |  |  |  |  | 1281.9895 | 0 | bar: Availability G1
2025-10-29 14:00 | 568.793 |  |  |  |  | 1281.9895 | 0 | bar: Availability G1
2025-10-29 15:00 | 585.4938 |  |  |  |  | 1281.9895 | 0 | bar: Availability G1
2025-10-29 16:00 | 6462.275 |  |  |  |  | 1281.9895 | 0 | bar: Availability G1
2025-10-29 17:00 | 6462.275 |  |  |  |  | 1281.9895 | 0 | bar: Availability G1
2025-10-29 18:00 | 6462.275 |  |  |  |  | 1281.9895 | 0 | bar: Availability G1
2025-10-29 19:00 | 6462.275 |  |  |  |  | 1281.9895 | 0 | bar: Availability G1
2025-10-29 20:00 | 6394.415 |  |  |  |  | 1281.9895 | 0 | bar: Availability G1
2025-10-29 21:00 | 592.3582 |  |  |  |  | 1281.9895 | 0 | bar: Availability G1
2025-10-29 22:00 | 77.9184 |  |  |  |  | 1281.9895 | 0 | bar: Availability G1
2025-10-29 23:00 | 72.063 |  |  |  |  | 1281.9895 | 0 | bar: Availability G1
2025-10-30 | 24.5813 |  |  |  |  | 1281.9895 | 0 | bar: Availability G1
2025-10-30 01:00 | 23.059 |  |  |  |  | 1281.9895 | 0 | bar: Availability G1
2025-10-30 02:00 | 24.2366 |  |  |  |  | 1281.9895 | 0 | bar: Availability G1
2025-10-30 03:00 | 23.059 |  |  |  |  | 1281.9895 | 0 | bar: Availability G1
2025-10-30 04:00 | 22.9878 |  |  |  |  | 1281.9895 | 0 | bar: Availability G1
2025-10-30 05:00 | 29.0933 |  |  |  |  | 1281.9895 | 0 | bar: Availability G1
2025-10-30 06:00 | 30.9622 |  |  |  |  | 1281.9895 | 0 | bar: Availability G1
2025-10-30 07:00 | 24.5813 |  |  |  |  | 1281.9895 | 0 | bar: Availability G1
2025-10-30 08:00 | 24.5813 |  |  |  |  | 1281.9895 | 0 | bar: Availability G1
2025-10-30 09:00 | 24.5813 |  |  |  |  | 1281.9895 | 0 | bar: Availability G1
2025-10-30 10:00 | 24.2589 |  |  |  |  | 1281.9895 | 0 | bar: Availability G1
2025-10-30 11:00 | 24.3481 |  |  |  |  | 1281.9895 | 0 | bar: Availability G1
2025-10-30 12:00 | 24.5004 |  |  |  |  | 1281.9895 | 0 | bar: Availability G1
2025-10-30 13:00 | 24.509 |  |  |  |  | 1281.9895 | 0 | bar: Availability G1
2025-10-30 14:00 | 24.6451 |  |  |  |  | 1281.9895 | 0 | bar: Availability G1
2025-10-30 15:00 | 26.4693 |  |  |  |  | 1281.9895 | 0 | bar: Availability G1
2025-10-30 16:00 | 26.8549 |  |  |  |  | 1281.9895 | 0 | bar: Availability G1
2025-10-30 17:00 | 49.8093 |  |  |  |  | 1281.9895 | 0 | bar: Availability G1
2025-10-30 18:00 | 51.506 |  |  |  |  | 1281.9895 | 0 | bar: Availability G1
2025-10-30 19:00 | 44.8625 |  |  |  |  | 1281.9895 | 0 | bar: Availability G1
2025-10-30 20:00 | 37.7882 |  |  |  |  | 1281.9895 | 0 | bar: Availability G1
2025-10-30 21:00 | 37.1392 |  |  |  |  | 1281.9895 | 0 | bar: Availability G1
2025-10-30 22:00 | 26.1461 |  |  |  |  | 1281.9895 | 0 | bar: Availability G1
2025-10-30 23:00 | 26.1461 |  |  |  |  | 1281.9895 | 0 | bar: Availability G1
2025-10-31 | 24.3481 |  |  |  |  | 1281.9895 | 0 | bar: Availability G1
2025-10-31 01:00 | 23.8991 |  |  |  |  | 1281.9895 | 0 | bar: Availability G1
2025-10-31 02:00 | 23.8991 |  |  |  |  | 1281.9895 | 0 | bar: Availability G1
2025-10-31 03:00 | 24.2589 |  |  |  |  | 1281.9895 | 0 | bar: Availability G1
2025-10-31 04:00 | 24.5813 |  |  |  |  | 1281.9895 | 0 | bar: Availability G1
2025-10-31 05:00 | 40.0467 |  |  |  |  | 1281.9895 | 0 | bar: Availability G1
2025-10-31 06:00 | 37.9502 |  |  |  |  | 1281.9895 | 0 | bar: Availability G1
2025-10-31 07:00 | 27.7617 |  |  |  |  | 1281.9895 | 0 | bar: Availability G1
2025-10-31 08:00 | 27.1502 |  |  |  |  | 1281.9895 | 0 | bar: Availability G1
2025-10-31 09:00 | 26.504 |  |  |  |  | 1281.9895 | 0 | bar: Availability G1
2025-10-31 10:00 | 26.0927 |  |  |  |  | 1281.9895 | 0 | bar: Availability G1
2025-10-31 11:00 | 26.0927 |  |  |  |  | 1281.9895 | 0 | bar: Availability G1
2025-10-31 12:00 | 24.5813 |  |  |  |  | 1281.9895 | 0 | bar: Availability G1
2025-10-31 13:00 | 24.6325 |  |  |  |  | 1281.9895 | 0 | bar: Availability G1
2025-10-31 14:00 | 24.5813 |  |  |  |  | 1281.9895 | 0 | bar: Availability G1
2025-10-31 15:00 | 23.9226 |  |  |  |  | 1281.9895 | 0 | bar: Availability G1
2025-10-31 16:00 | 26.1461 |  |  |  |  | 1281.9895 | 0 | bar: Availability G1
2025-10-31 17:00 | 44.0445 |  |  |  |  | 1281.9895 | 0 | bar: Availability G1
2025-10-31 18:00 | 46.4459 |  |  |  |  | 1281.9895 | 0 | bar: Availability G1
2025-10-31 19:00 | 44.0445 |  |  |  |  | 1281.9895 | 0 | bar: Availability G1
2025-10-31 20:00 | 34.8979 |  |  |  |  | 1281.9895 | 0 | bar: Availability G1
2025-10-31 21:00 | 27.1843 |  |  |  |  | 1281.9895 | 0 | bar: Availability G1
2025-10-31 22:00 | 26.4693 |  |  |  |  | 1281.9895 | 0 | bar: Availability G1
2025-10-31 23:00 | 26.4693 |  |  |  |  | 1281.9895 | 0 | bar: Availability G1
2025-11-01 | 24.5813 |  |  |  |  | 1193.7487 | 0 | bar: Availability G1
2025-11-01 01:00 | 23.8991 |  |  |  |  | 1193.7487 | 0 | bar: Availability G1
2025-11-01 02:00 | 24.3256 |  |  |  |  | 1193.7487 | 0 | bar: Availability G1
2025-11-01 03:00 | 24.6235 |  |  |  |  | 1193.7487 | 0 | bar: Availability G1
2025-11-01 04:00 | 26.2901 |  |  |  |  | 1193.7487 | 0 | bar: Availability G1
2025-11-01 05:00 | 27.0747 |  |  |  |  | 1193.7487 | 0 | bar: Availability G1
2025-11-01 06:00 | 32.0317 |  |  |  |  | 1193.7487 | 0 | bar: Availability G1
2025-11-01 07:00 | 36.2723 |  |  |  |  | 1193.7487 | 0 | bar: Availability G1
2025-11-01 08:00 | 36.5698 |  |  |  |  | 1193.7487 | 0 | bar: Availability G1
2025-11-01 09:00 | 36.1736 |  |  |  |  | 1193.7487 | 0 | bar: Availability G1
2025-11-01 10:00 | 34.3793 |  |  |  |  | 1193.7487 | 0 | bar: Availability G1
2025-11-01 11:00 | 30.9427 |  |  |  |  | 1193.7487 | 0 | bar: Availability G1
2025-11-01 12:00 | 28.1477 |  |  |  |  | 1193.7487 | 0 | bar: Availability G1
2025-11-01 13:00 | 28.0253 |  |  |  |  | 1193.7487 | 0 | bar: Availability G1
2025-11-01 14:00 | 27.573 |  |  |  |  | 1193.7487 | 0 | bar: Availability G1
2025-11-01 15:00 | 28.2386 |  |  |  |  | 1193.7487 | 0 | bar: Availability G1
2025-11-01 16:00 | 38.7449 |  |  |  |  | 1193.7487 | 0 | bar: Availability G1
2025-11-01 17:00 | 46.7262 |  |  |  |  | 1193.7487 | 0 | bar: Availability G1
2025-11-01 18:00 | 46.7262 |  |  |  |  | 1193.7487 | 0 | bar: Availability G1
2025-11-01 19:00 | 44.7853 |  |  |  |  | 1193.7487 | 0 | bar: Availability G1
2025-11-01 20:00 | 38.6711 |  |  |  |  | 1193.7487 | 0 | bar: Availability G1
2025-11-01 21:00 | 31.9085 |  |  |  |  | 1193.7487 | 0 | bar: Availability G1
2025-11-01 22:00 | 27.8567 |  |  |  |  | 1193.7487 | 0 | bar: Availability G1
2025-11-01 23:00 | 26.71 |  |  |  |  | 1193.7487 | 0 | bar: Availability G1
2025-11-02 | 26.71 |  |  |  |  | 1193.7487 | 0 | bar: Availability G1
2025-11-02 01:00 | 25.1091 |  |  |  |  | 1193.7487 | 0 | bar: Availability G1
2025-11-02 02:00 | 24.5813 |  |  |  |  | 1193.7487 | 0 | bar: Availability G1
2025-11-02 03:00 | 24.5813 |  |  |  |  | 1193.7487 | 0 | bar: Availability G1
2025-11-02 04:00 | 25.3708 |  |  |  |  | 1193.7487 | 0 | bar: Availability G1
2025-11-02 05:00 | 26.71 |  |  |  |  | 1193.7487 | 0 | bar: Availability G1
2025-11-02 06:00 | 27.0747 |  |  |  |  | 1193.7487 | 0 | bar: Availability G1
2025-11-02 07:00 | 29.4207 |  |  |  |  | 1193.7487 | 0 | bar: Availability G1
2025-11-02 08:00 | 27.6422 |  |  |  |  | 1193.7487 | 0 | bar: Availability G1
2025-11-02 09:00 | 27.1502 |  |  |  |  | 1193.7487 | 0 | bar: Availability G1
2025-11-02 10:00 | 27.0747 |  |  |  |  | 1193.7487 | 0 | bar: Availability G1
2025-11-02 11:00 | 27.0747 |  |  |  |  | 1193.7487 | 0 | bar: Availability G1
2025-11-02 12:00 | 27.0747 |  |  |  |  | 1193.7487 | 0 | bar: Availability G1
2025-11-02 13:00 | 27.0747 |  |  |  |  | 1193.7487 | 0 | bar: Availability G1
2025-11-02 14:00 | 27.0747 |  |  |  |  | 1193.7487 | 0 | bar: Availability G1
2025-11-02 15:00 | 27.0747 |  |  |  |  | 1193.7487 | 0 | bar: Availability G1
2025-11-02 16:00 | 30.0872 |  |  |  |  | 1193.7487 | 0 | bar: Availability G1
2025-11-02 17:00 | 46.6862 |  |  |  |  | 1193.7487 | 0 | bar: Availability G1
2025-11-02 18:00 | 45.0398 |  |  |  |  | 1193.7487 | 0 | bar: Availability G1
2025-11-02 19:00 | 43.4332 |  |  |  |  | 1193.7487 | 0 | bar: Availability G1
2025-11-02 20:00 | 36.3443 |  |  |  |  | 1193.7487 | 0 | bar: Availability G1
2025-11-02 21:00 | 31.9085 |  |  |  |  | 1193.7487 | 0 | bar: Availability G1
2025-11-02 22:00 | 33.5082 |  |  |  |  | 1193.7487 | 0 | bar: Availability G1
2025-11-02 23:00 | 31.9502 |  |  |  |  | 1193.7487 | 0 | bar: Availability G1
2025-11-03 | 25.1091 |  |  |  |  | 1193.7487 | 0 | bar: Availability G1
2025-11-03 01:00 | 24.5813 |  |  |  |  | 1193.7487 | 0 | bar: Availability G1
2025-11-03 02:00 | 24.5813 |  |  |  |  | 1193.7487 | 0 | bar: Availability G1
2025-11-03 03:00 | 24.4512 |  |  |  |  | 1193.7487 | 0 | bar: Availability G1
2025-11-03 04:00 | 24.5813 |  |  |  |  | 1193.7487 | 0 | bar: Availability G1
2025-11-03 05:00 | 26.2875 |  |  |  |  | 1193.7487 | 0 | bar: Availability G1
2025-11-03 06:00 | 27.0747 |  |  |  |  | 1193.7487 | 0 | bar: Availability G1
2025-11-03 07:00 | 27.0747 |  |  |  |  | 1193.7487 | 0 | bar: Availability G1
2025-11-03 08:00 | 26.71 |  |  |  |  | 1193.7487 | 0 | bar: Availability G1
2025-11-03 09:00 | 24.5813 |  |  |  |  | 1193.7487 | 0 | bar: Availability G1
2025-11-03 10:00 | 24.5824 |  |  |  |  | 1193.7487 | 0 | bar: Availability G1
2025-11-03 11:00 | 24.5813 |  |  |  |  | 1193.7487 | 0 | bar: Availability G1
2025-11-03 12:00 | 24.5813 |  |  |  |  | 1193.7487 | 0 | bar: Availability G1
2025-11-03 13:00 | 25.2914 |  |  |  |  | 1193.7487 | 0 | bar: Availability G1
2025-11-03 14:00 | 27.0747 |  |  |  |  | 1193.7487 | 0 | bar: Availability G1
2025-11-03 15:00 | 30.4426 |  |  |  |  | 1193.7487 | 0 | bar: Availability G1
2025-11-03 16:00 | 42.6599 |  |  |  |  | 1193.7487 | 0 | bar: Availability G1
2025-11-03 17:00 | 51.8706 |  |  |  |  | 1193.7487 | 0 | bar: Availability G1
2025-11-03 18:00 | 51.8706 |  |  |  |  | 1193.7487 | 0 | bar: Availability G1
2025-11-03 19:00 | 46.1075 |  |  |  |  | 1193.7487 | 0 | bar: Availability G1
2025-11-03 20:00 | 34.7353 |  |  |  |  | 1193.7487 | 0 | bar: Availability G1
2025-11-03 21:00 | 28.3255 |  |  |  |  | 1193.7487 | 0 | bar: Availability G1
2025-11-03 22:00 | 31.8386 |  |  |  |  | 1193.7487 | 0 | bar: Availability G1
2025-11-03 23:00 | 27.63 |  |  |  |  | 1193.7487 | 0 | bar: Availability G1
2025-11-04 | 26.71 |  |  |  |  | 1193.7487 | 0 | bar: Availability G1
2025-11-04 01:00 | 25.2914 |  |  |  |  | 1193.7487 | 0 | bar: Availability G1
2025-11-04 02:00 | 26.71 |  |  |  |  | 1193.7487 | 0 | bar: Availability G1
2025-11-04 03:00 | 29.3287 |  |  |  |  | 1193.7487 | 0 | bar: Availability G1
2025-11-04 04:00 | 26.71 |  |  |  |  | 1193.7487 | 0 | bar: Availability G1
2025-11-04 05:00 | 28.593 |  |  |  |  | 1193.7487 | 0 | bar: Availability G1
2025-11-04 06:00 | 31.7332 |  |  |  |  | 1193.7487 | 0 | bar: Availability G1
2025-11-04 07:00 | 35.6502 |  |  |  |  | 1193.7487 | 0 | bar: Availability G1
2025-11-04 08:00 | 37.7534 |  |  |  |  | 1193.7487 | 0 | bar: Availability G1
2025-11-04 09:00 | 33.8591 |  |  |  |  | 1193.7487 | 0 | bar: Availability G1
2025-11-04 10:00 | 31.1768 |  |  |  |  | 1193.7487 | 0 | bar: Availability G1
2025-11-04 11:00 | 28.8264 |  |  |  |  | 1193.7487 | 0 | bar: Availability G1
2025-11-04 12:00 | 28.0437 |  |  |  |  | 1193.7487 | 0 | bar: Availability G1
2025-11-04 13:00 | 27.573 |  |  |  |  | 1193.7487 | 0 | bar: Availability G1
2025-11-04 14:00 | 27.0747 |  |  |  |  | 1193.7487 | 0 | bar: Availability G1
2025-11-04 15:00 | 27.0747 |  |  |  |  | 1193.7487 | 0 | bar: Availability G1
2025-11-04 16:00 | 29.6535 |  |  |  |  | 1193.7487 | 0 | bar: Availability G1
2025-11-04 17:00 | 46.1064 |  |  |  |  | 1193.7487 | 0 | bar: Availability G1
2025-11-04 18:00 | 44.7853 |  |  |  |  | 1193.7487 | 0 | bar: Availability G1
2025-11-04 19:00 | 44.6824 |  |  |  |  | 1193.7487 | 0 | bar: Availability G1
2025-11-04 20:00 | 41.1953 |  |  |  |  | 1193.7487 | 0 | bar: Availability G1
2025-11-04 21:00 | 43.7047 |  |  |  |  | 1193.7487 | 0 | bar: Availability G1
2025-11-04 22:00 | 28.871 |  |  |  |  | 1193.7487 | 0 | bar: Availability G1
2025-11-04 23:00 | 26.71 |  |  |  |  | 1193.7487 | 0 | bar: Availability G1
2025-11-05 | 24.4512 |  |  |  |  | 1193.7487 | 0 | bar: Availability G1
2025-11-05 01:00 | 23.772 |  |  |  |  | 1193.7487 | 0 | bar: Availability G1
2025-11-05 02:00 | 23.059 |  |  |  |  | 1193.7487 | 0 | bar: Availability G1
2025-11-05 03:00 | 22.7631 |  |  |  |  | 1193.7487 | 0 | bar: Availability G1
2025-11-05 04:00 | 23.059 |  |  |  |  | 1193.7487 | 0 | bar: Availability G1
2025-11-05 05:00 | 24.5919 |  |  |  |  | 1193.7487 | 0 | bar: Availability G1
2025-11-05 06:00 | 28.8991 |  |  |  |  | 1193.7487 | 0 | bar: Availability G1
2025-11-05 07:00 | 26.9532 |  |  |  |  | 1193.7487 | 0 | bar: Availability G1
2025-11-05 08:00 | 26.8835 |  |  |  |  | 1193.7487 | 0 | bar: Availability G1
2025-11-05 09:00 | 26.3258 |  |  |  |  | 1193.7487 | 0 | bar: Availability G1
2025-11-05 10:00 | 24.5182 |  |  |  |  | 1193.7487 | 0 | bar: Availability G1
2025-11-05 11:00 | 24.5182 |  |  |  |  | 1193.7487 | 0 | bar: Availability G1
2025-11-05 12:00 | 23.8991 |  |  |  |  | 1193.7487 | 0 | bar: Availability G1
2025-11-05 13:00 | 23.772 |  |  |  |  | 1193.7487 | 0 | bar: Availability G1
2025-11-05 14:00 | 23.8991 |  |  |  |  | 1193.7487 | 0 | bar: Availability G1
2025-11-05 15:00 | 24.509 |  |  |  |  | 1193.7487 | 0 | bar: Availability G1
2025-11-05 16:00 | 35.6502 |  |  |  |  | 1193.7487 | 0 | bar: Availability G1
2025-11-05 17:00 | 40.6992 |  |  |  |  | 1193.7487 | 0 | bar: Availability G1
2025-11-05 18:00 | 40.6992 |  |  |  |  | 1193.7487 | 0 | bar: Availability G1
2025-11-05 19:00 | 40.6992 |  |  |  |  | 1193.7487 | 0 | bar: Availability G1
2025-11-05 20:00 | 40.6992 |  |  |  |  | 1193.7487 | 0 | bar: Availability G1
2025-11-05 21:00 | 24.2295 |  |  |  |  | 1193.7487 | 0 | bar: Availability G1
2025-11-05 22:00 | 22.985 |  |  |  |  | 1193.7487 | 0 | bar: Availability G1
2025-11-05 23:00 | 22.7631 |  |  |  |  | 1193.7487 | 0 | bar: Availability G1
2025-11-06 | 22.2372 |  |  |  |  | 1193.7487 | 0 | bar: Availability G1
2025-11-06 01:00 | 22.3089 |  |  |  |  | 1193.7487 | 0 | bar: Availability G1
2025-11-06 02:00 | 23.1257 |  |  |  |  | 1193.7487 | 0 | bar: Availability G1
2025-11-06 03:00 | 24.4512 |  |  |  |  | 1193.7487 | 0 | bar: Availability G1
2025-11-06 04:00 | 24.5182 |  |  |  |  | 1193.7487 | 0 | bar: Availability G1
2025-11-06 05:00 | 26.0691 |  |  |  |  | 1193.7487 | 0 | bar: Availability G1
2025-11-06 06:00 | 38.5321 |  |  |  |  | 1193.7487 | 0 | bar: Availability G1
2025-11-06 07:00 | 28.9185 |  |  |  |  | 1193.7487 | 0 | bar: Availability G1
2025-11-06 08:00 | 26.71 |  |  |  |  | 1193.7487 | 0 | bar: Availability G1
2025-11-06 09:00 | 23.2171 |  |  |  |  | 1193.7487 | 0 | bar: Availability G1
2025-11-06 10:00 | 22.985 |  |  |  |  | 1193.7487 | 0 | bar: Availability G1
2025-11-06 11:00 | 22.7631 |  |  |  |  | 1193.7487 | 0 | bar: Availability G1
2025-11-06 12:00 | 22.985 |  |  |  |  | 1193.7487 | 0 | bar: Availability G1
2025-11-06 13:00 | 23.059 |  |  |  |  | 1193.7487 | 0 | bar: Availability G1
2025-11-06 14:00 | 23.2171 |  |  |  |  | 1193.7487 | 0 | bar: Availability G1
2025-11-06 15:00 | 24.4512 |  |  |  |  | 1193.7487 | 0 | bar: Availability G1
2025-11-06 16:00 | 26.5207 |  |  |  |  | 1193.7487 | 0 | bar: Availability G1
2025-11-06 17:00 | 40.23 |  |  |  |  | 1193.7487 | 0 | bar: Availability G1
2025-11-06 18:00 | 35.3242 |  |  |  |  | 1193.7487 | 0 | bar: Availability G1
2025-11-06 19:00 | 33.2134 |  |  |  |  | 1193.7487 | 0 | bar: Availability G1
2025-11-06 20:00 | 25.7299 |  |  |  |  | 1193.7487 | 0 | bar: Availability G1
2025-11-06 21:00 | 24.5813 |  |  |  |  | 1193.7487 | 0 | bar: Availability G1
2025-11-06 22:00 | 24.528 |  |  |  |  | 1193.7487 | 0 | bar: Availability G1
2025-11-06 23:00 | 24.5813 |  |  |  |  | 1193.7487 | 0 | bar: Availability G1
2025-11-07 | 24.528 |  |  |  |  | 1193.7487 | 0 | bar: Availability G1
2025-11-07 01:00 | 24.5813 |  |  |  |  | 1193.7487 | 0 | bar: Availability G1
2025-11-07 02:00 | 24.528 |  |  |  |  | 1193.7487 | 0 | bar: Availability G1
2025-11-07 03:00 | 26.4965 |  |  |  |  | 1193.7487 | 0 | bar: Availability G1
2025-11-07 04:00 | 26.815 |  |  |  |  | 1193.7487 | 0 | bar: Availability G1
2025-11-07 05:00 | 30.67 |  |  |  |  | 1193.7487 | 0 | bar: Availability G1
2025-11-07 06:00 | 42.6599 |  |  |  |  | 1193.7487 | 0 | bar: Availability G1
2025-11-07 07:00 | 35.621 |  |  |  |  | 1193.7487 | 0 | bar: Availability G1
2025-11-07 08:00 | 30.8504 |  |  |  |  | 1193.7487 | 0 | bar: Availability G1
2025-11-07 09:00 | 28.0186 |  |  |  |  | 1193.7487 | 0 | bar: Availability G1
2025-11-07 10:00 | 27.0747 |  |  |  |  | 1193.7487 | 0 | bar: Availability G1
2025-11-07 11:00 | 26.71 |  |  |  |  | 1193.7487 | 0 | bar: Availability G1
2025-11-07 12:00 | 24.5813 |  |  |  |  | 1193.7487 | 0 | bar: Availability G1
2025-11-07 13:00 | 24.509 |  |  |  |  | 1193.7487 | 0 | bar: Availability G1
2025-11-07 14:00 | 25.9466 |  |  |  |  | 1193.7487 | 0 | bar: Availability G1
2025-11-07 15:00 | 25.9466 |  |  |  |  | 1193.7487 | 0 | bar: Availability G1
2025-11-07 16:00 | 32.6913 |  |  |  |  | 1193.7487 | 0 | bar: Availability G1
2025-11-07 17:00 | 45.4101 |  |  |  |  | 1193.7487 | 0 | bar: Availability G1
2025-11-07 18:00 | 44.7853 |  |  |  |  | 1193.7487 | 0 | bar: Availability G1
2025-11-07 19:00 | 46.0519 |  |  |  |  | 1193.7487 | 0 | bar: Availability G1
2025-11-07 20:00 | 40.23 |  |  |  |  | 1193.7487 | 0 | bar: Availability G1
2025-11-07 21:00 | 29.3342 |  |  |  |  | 1193.7487 | 0 | bar: Availability G1
2025-11-07 22:00 | 33.7902 |  |  |  |  | 1193.7487 | 0 | bar: Availability G1
2025-11-07 23:00 | 25.8793 |  |  |  |  | 1193.7487 | 0 | bar: Availability G1
2025-11-08 | 25.2041 |  |  |  |  | 1193.7487 | 0 | bar: Availability G1
2025-11-08 01:00 | 26.2433 |  |  |  |  | 1193.7487 | 0 | bar: Availability G1
2025-11-08 02:00 | 24.5813 |  |  |  |  | 1193.7487 | 0 | bar: Availability G1
2025-11-08 03:00 | 24.5813 |  |  |  |  | 1193.7487 | 0 | bar: Availability G1
2025-11-08 04:00 | 26.71 |  |  |  |  | 1193.7487 | 0 | bar: Availability G1
2025-11-08 05:00 | 27.63 |  |  |  |  | 1193.7487 | 0 | bar: Availability G1
2025-11-08 06:00 | 33.5082 |  |  |  |  | 1193.7487 | 0 | bar: Availability G1
2025-11-08 07:00 | 44.7853 |  |  |  |  | 1193.7487 | 0 | bar: Availability G1
2025-11-08 08:00 | 39.4314 |  |  |  |  | 1193.7487 | 0 | bar: Availability G1
2025-11-08 09:00 | 33.0147 |  |  |  |  | 1193.7487 | 0 | bar: Availability G1
2025-11-08 10:00 | 33.3978 |  |  |  |  | 1193.7487 | 0 | bar: Availability G1
2025-11-08 11:00 | 32.2165 |  |  |  |  | 1193.7487 | 0 | bar: Availability G1
2025-11-08 12:00 | 33.5082 |  |  |  |  | 1193.7487 | 0 | bar: Availability G1
2025-11-08 13:00 | 44.7853 |  |  |  |  | 1193.7487 | 0 | bar: Availability G1
2025-11-08 14:00 | 35.1189 |  |  |  |  | 1193.7487 | 0 | bar: Availability G1
2025-11-08 15:00 | 40.23 |  |  |  |  | 1193.7487 | 0 | bar: Availability G1
2025-11-08 16:00 | 40.23 |  |  |  |  | 1193.7487 | 0 | bar: Availability G1
2025-11-08 17:00 | 52.4098 |  |  |  |  | 1193.7487 | 0 | bar: Availability G1
2025-11-08 18:00 | 52.4098 |  |  |  |  | 1193.7487 | 0 | bar: Availability G1
2025-11-08 19:00 | 46.0519 |  |  |  |  | 1193.7487 | 0 | bar: Availability G1
2025-11-08 20:00 | 40.23 |  |  |  |  | 1193.7487 | 0 | bar: Availability G1
2025-11-08 21:00 | 31.6813 |  |  |  |  | 1193.7487 | 0 | bar: Availability G1
2025-11-08 22:00 | 24.8599 |  |  |  |  | 1193.7487 | 0 | bar: Availability G1
2025-11-08 23:00 | 24.9191 |  |  |  |  | 1193.7487 | 0 | bar: Availability G1
2025-11-09 | 24.5813 |  |  |  |  | 1193.7487 | 0 | bar: Availability G1
2025-11-09 01:00 | 24.5361 |  |  |  |  | 1193.7487 | 0 | bar: Availability G1
2025-11-09 02:00 | 24.5361 |  |  |  |  | 1193.7487 | 0 | bar: Availability G1
2025-11-09 03:00 | 24.5748 |  |  |  |  | 1193.7487 | 0 | bar: Availability G1
2025-11-09 04:00 | 24.5748 |  |  |  |  | 1193.7487 | 0 | bar: Availability G1
2025-11-09 05:00 | 26.3418 |  |  |  |  | 1193.7487 | 0 | bar: Availability G1
2025-11-09 06:00 | 27.5983 |  |  |  |  | 1193.7487 | 0 | bar: Availability G1
2025-11-09 07:00 | 26.71 |  |  |  |  | 1193.7487 | 0 | bar: Availability G1
2025-11-09 08:00 | 26.71 |  |  |  |  | 1193.7487 | 0 | bar: Availability G1
2025-11-09 09:00 | 29.4207 |  |  |  |  | 1193.7487 | 0 | bar: Availability G1
2025-11-09 10:00 | 40.23 |  |  |  |  | 1193.7487 | 0 | bar: Availability G1
2025-11-09 11:00 | 40.23 |  |  |  |  | 1193.7487 | 0 | bar: Availability G1
2025-11-09 12:00 | 46.0519 |  |  |  |  | 1193.7487 | 0 | bar: Availability G1
2025-11-09 13:00 | 46.0519 |  |  |  |  | 1193.7487 | 0 | bar: Availability G1
2025-11-09 14:00 | 26.71 |  |  |  |  | 1193.7487 | 0 | bar: Availability G1
2025-11-09 15:00 | 27.0747 |  |  |  |  | 1193.7487 | 0 | bar: Availability G1
2025-11-09 16:00 | 28.2667 |  |  |  |  | 1193.7487 | 0 | bar: Availability G1
2025-11-09 17:00 | 46.0519 |  |  |  |  | 1193.7487 | 0 | bar: Availability G1
2025-11-09 18:00 | 51.7749 |  |  |  |  | 1193.7487 | 0 | bar: Availability G1
2025-11-09 19:00 | 46.5107 |  |  |  |  | 1193.7487 | 0 | bar: Availability G1
2025-11-09 20:00 | 32.4116 |  |  |  |  | 1193.7487 | 0 | bar: Availability G1
2025-11-09 21:00 | 27.6051 |  |  |  |  | 1193.7487 | 0 | bar: Availability G1
2025-11-09 22:00 | 26.9 |  |  |  |  | 1193.7487 | 0 | bar: Availability G1
2025-11-09 23:00 | 27.4974 |  |  |  |  | 1193.7487 | 0 | bar: Availability G1
2025-11-10 | 25.2914 |  |  |  |  | 1193.7487 | 0 | bar: Availability G1
2025-11-10 01:00 | 25.2914 |  |  |  |  | 1193.7487 | 0 | bar: Availability G1
2025-11-10 02:00 | 24.5813 |  |  |  |  | 1193.7487 | 0 | bar: Availability G1
2025-11-10 03:00 | 24.5813 |  |  |  |  | 1193.7487 | 0 | bar: Availability G1
2025-11-10 04:00 | 25.2914 |  |  |  |  | 1193.7487 | 0 | bar: Availability G1
2025-11-10 05:00 | 29.7596 |  |  |  |  | 1193.7487 | 0 | bar: Availability G1
2025-11-10 06:00 | 29.2598 |  |  |  |  | 1193.7487 | 0 | bar: Availability G1
2025-11-10 07:00 | 27.573 |  |  |  |  | 1193.7487 | 0 | bar: Availability G1
2025-11-10 08:00 | 30.9834 |  |  |  |  | 1193.7487 | 0 | bar: Availability G1
2025-11-10 09:00 | 27.3097 |  |  |  |  | 1193.7487 | 0 | bar: Availability G1
2025-11-10 10:00 | 27.0747 |  |  |  |  | 1193.7487 | 0 | bar: Availability G1
2025-11-10 11:00 | 26.71 |  |  |  |  | 1193.7487 | 0 | bar: Availability G1
2025-11-10 12:00 | 25.2914 |  |  |  |  | 1193.7487 | 0 | bar: Availability G1
2025-11-10 13:00 | 26.71 |  |  |  |  | 1193.7487 | 0 | bar: Availability G1
2025-11-10 14:00 | 26.71 |  |  |  |  | 1193.7487 | 0 | bar: Availability G1
2025-11-10 15:00 | 26.3418 |  |  |  |  | 1193.7487 | 0 | bar: Availability G1
2025-11-10 16:00 | 28.6972 |  |  |  |  | 1193.7487 | 0 | bar: Availability G1
2025-11-10 17:00 | 48.0429 |  |  |  |  | 1193.7487 | 0 | bar: Availability G1
2025-11-10 18:00 | 48.0429 |  |  |  |  | 1193.7487 | 0 | bar: Availability G1
2025-11-10 19:00 | 47.3637 |  |  |  |  | 1193.7487 | 0 | bar: Availability G1
2025-11-10 20:00 | 43.9936 |  |  |  |  | 1193.7487 | 0 | bar: Availability G1
2025-11-10 21:00 | 36.2722 |  |  |  |  | 1193.7487 | 0 | bar: Availability G1
2025-11-10 22:00 | 28.1246 |  |  |  |  | 1193.7487 | 0 | bar: Availability G1
2025-11-10 23:00 | 24.5813 |  |  |  |  | 1193.7487 | 0 | bar: Availability G1
2025-11-11 | 24.528 |  |  |  |  | 1193.7487 | 0 | bar: Availability G1
2025-11-11 01:00 | 24.528 |  |  |  |  | 1193.7487 | 0 | bar: Availability G1
2025-11-11 02:00 | 24.528 |  |  |  |  | 1193.7487 | 0 | bar: Availability G1
2025-11-11 03:00 | 24.5545 |  |  |  |  | 1193.7487 | 0 | bar: Availability G1
2025-11-11 04:00 | 26.71 |  |  |  |  | 1193.7487 | 0 | bar: Availability G1
2025-11-11 05:00 | 29.0836 |  |  |  |  | 1193.7487 | 0 | bar: Availability G1
2025-11-11 06:00 | 42.6599 |  |  |  |  | 1193.7487 | 0 | bar: Availability G1
2025-11-11 07:00 | 39.4928 |  |  |  |  | 1193.7487 | 0 | bar: Availability G1
2025-11-11 08:00 | 41.4894 |  |  |  |  | 1193.7487 | 0 | bar: Availability G1
2025-11-11 09:00 | 32.2895 |  |  |  |  | 1193.7487 | 0 | bar: Availability G1
2025-11-11 10:00 | 29.8773 |  |  |  |  | 1193.7487 | 0 | bar: Availability G1
2025-11-11 11:00 | 27.0747 |  |  |  |  | 1193.7487 | 0 | bar: Availability G1
2025-11-11 12:00 | 27.0747 |  |  |  |  | 1193.7487 | 0 | bar: Availability G1
2025-11-11 13:00 | 26.71 |  |  |  |  | 1193.7487 | 0 | bar: Availability G1
2025-11-11 14:00 | 26.3418 |  |  |  |  | 1193.7487 | 0 | bar: Availability G1
2025-11-11 15:00 | 25.8578 |  |  |  |  | 1193.7487 | 0 | bar: Availability G1
2025-11-11 16:00 | 27.0747 |  |  |  |  | 1193.7487 | 0 | bar: Availability G1
2025-11-11 17:00 | 43.0118 |  |  |  |  | 1193.7487 | 0 | bar: Availability G1
2025-11-11 18:00 | 43.0118 |  |  |  |  | 1193.7487 | 0 | bar: Availability G1
2025-11-11 19:00 | 41.7982 |  |  |  |  | 1193.7487 | 0 | bar: Availability G1
2025-11-11 20:00 | 40.23 |  |  |  |  | 1193.7487 | 0 | bar: Availability G1
2025-11-11 21:00 | 26.71 |  |  |  |  | 1193.7487 | 0 | bar: Availability G1
2025-11-11 22:00 | 26.6162 |  |  |  |  | 1193.7487 | 0 | bar: Availability G1
2025-11-11 23:00 | 24.5813 |  |  |  |  | 1193.7487 | 0 | bar: Availability G1
2025-11-12 | 24.528 |  |  |  |  | 1193.7487 | 0 | bar: Availability G1
2025-11-12 01:00 | 24.4512 |  |  |  |  | 1193.7487 | 0 | bar: Availability G1
2025-11-12 02:00 | 23.2171 |  |  |  |  | 1193.7487 | 0 | bar: Availability G1
2025-11-12 03:00 | 23.2171 |  |  |  |  | 1193.7487 | 0 | bar: Availability G1
2025-11-12 04:00 | 24.5813 |  |  |  |  | 1193.7487 | 0 | bar: Availability G1
2025-11-12 05:00 | 30.7633 |  |  |  |  | 1193.7487 | 0 | bar: Availability G1
2025-11-12 06:00 | 45.3614 |  |  |  |  | 1193.7487 | 0 | bar: Availability G1
2025-11-12 07:00 | 45.3614 |  |  |  |  | 1193.7487 | 0 | bar: Availability G1
2025-11-12 08:00 | 44.075 |  |  |  |  | 1193.7487 | 0 | bar: Availability G1
2025-11-12 09:00 | 26.71 |  |  |  |  | 1193.7487 | 0 | bar: Availability G1
2025-11-12 10:00 | 26.9447 |  |  |  |  | 1193.7487 | 0 | bar: Availability G1
2025-11-12 11:00 | 24.5813 |  |  |  |  | 1193.7487 | 0 | bar: Availability G1
2025-11-12 12:00 | 24.4512 |  |  |  |  | 1193.7487 | 0 | bar: Availability G1
2025-11-12 13:00 | 24.454 |  |  |  |  | 1193.7487 | 0 | bar: Availability G1
2025-11-12 14:00 | 25.4317 |  |  |  |  | 1193.7487 | 0 | bar: Availability G1
2025-11-12 15:00 | 25.7225 |  |  |  |  | 1193.7487 | 0 | bar: Availability G1
2025-11-12 16:00 | 27.0747 |  |  |  |  | 1193.7487 | 0 | bar: Availability G1
2025-11-12 17:00 | 45.3614 |  |  |  |  | 1193.7487 | 0 | bar: Availability G1
2025-11-12 18:00 | 44.5104 |  |  |  |  | 1193.7487 | 0 | bar: Availability G1
2025-11-12 19:00 | 40.23 |  |  |  |  | 1193.7487 | 0 | bar: Availability G1
2025-11-12 20:00 | 34.3117 |  |  |  |  | 1193.7487 | 0 | bar: Availability G1
2025-11-12 21:00 | 27.0747 |  |  |  |  | 1193.7487 | 0 | bar: Availability G1
2025-11-12 22:00 | 24.528 |  |  |  |  | 1193.7487 | 0 | bar: Availability G1
2025-11-12 23:00 | 24.1148 |  |  |  |  | 1193.7487 | 0 | bar: Availability G1
2025-11-13 | 24.4512 |  |  |  |  | 1193.7487 | 0 | bar: Availability G1
2025-11-13 01:00 | 24.528 |  |  |  |  | 1193.7487 | 0 | bar: Availability G1
2025-11-13 02:00 | 24.528 |  |  |  |  | 1193.7487 | 0 | bar: Availability G1
2025-11-13 03:00 | 24.528 |  |  |  |  | 1193.7487 | 0 | bar: Availability G1
2025-11-13 04:00 | 24.9191 |  |  |  |  | 1193.7487 | 0 | bar: Availability G1
2025-11-13 05:00 | 35.1903 |  |  |  |  | 1193.7487 | 0 | bar: Availability G1
2025-11-13 06:00 | 42.6575 |  |  |  |  | 1193.7487 | 0 | bar: Availability G1
2025-11-13 07:00 | 44.7853 |  |  |  |  | 1193.7487 | 0 | bar: Availability G1
2025-11-13 08:00 | 29.4292 |  |  |  |  | 1193.7487 | 0 | bar: Availability G1
2025-11-13 09:00 | 26.71 |  |  |  |  | 1193.7487 | 0 | bar: Availability G1
2025-11-13 10:00 | 25.2914 |  |  |  |  | 1193.7487 | 0 | bar: Availability G1
2025-11-13 11:00 | 24.7592 |  |  |  |  | 1193.7487 | 0 | bar: Availability G1
2025-11-13 12:00 | 24.528 |  |  |  |  | 1193.7487 | 0 | bar: Availability G1
2025-11-13 13:00 | 24.528 |  |  |  |  | 1193.7487 | 0 | bar: Availability G1
2025-11-13 14:00 | 25.2914 |  |  |  |  | 1193.7487 | 0 | bar: Availability G1
2025-11-13 15:00 | 26.71 |  |  |  |  | 1193.7487 | 0 | bar: Availability G1
2025-11-13 16:00 | 27.0747 |  |  |  |  | 1193.7487 | 0 | bar: Availability G1
2025-11-13 17:00 | 50.6547 |  |  |  |  | 1193.7487 | 0 | bar: Availability G1
2025-11-13 18:00 | 46.6862 |  |  |  |  | 1193.7487 | 0 | bar: Availability G1
2025-11-13 19:00 | 44.0454 |  |  |  |  | 1193.7487 | 0 | bar: Availability G1
2025-11-13 20:00 | 39.0839 |  |  |  |  | 1193.7487 | 0 | bar: Availability G1
2025-11-13 21:00 | 28.6024 |  |  |  |  | 1193.7487 | 0 | bar: Availability G1
2025-11-13 22:00 | 26.71 |  |  |  |  | 1193.7487 | 0 | bar: Availability G1
2025-11-13 23:00 | 26.6168 |  |  |  |  | 1193.7487 | 0 | bar: Availability G1
2025-11-14 | 26.7831 |  |  |  |  | 1193.7487 | 0 | bar: Availability G1
2025-11-14 01:00 | 26.71 |  |  |  |  | 1193.7487 | 0 | bar: Availability G1
2025-11-14 02:00 | 26.4803 |  |  |  |  | 1193.7487 | 0 | bar: Availability G1
2025-11-14 03:00 | 26.71 |  |  |  |  | 1193.7487 | 0 | bar: Availability G1
2025-11-14 04:00 | 29.0683 |  |  |  |  | 1193.7487 | 0 | bar: Availability G1
2025-11-14 05:00 | 36.9309 |  |  |  |  | 1193.7487 | 0 | bar: Availability G1
2025-11-14 06:00 | 44.7853 |  |  |  |  | 1193.7487 | 0 | bar: Availability G1
2025-11-14 07:00 | 43.2648 |  |  |  |  | 1193.7487 | 0 | bar: Availability G1
2025-11-14 08:00 | 44.7853 |  |  |  |  | 1193.7487 | 0 | bar: Availability G1
2025-11-14 09:00 | 36.7228 |  |  |  |  | 1193.7487 | 0 | bar: Availability G1
2025-11-14 10:00 | 33.8591 |  |  |  |  | 1193.7487 | 0 | bar: Availability G1
2025-11-14 11:00 | 32.2895 |  |  |  |  | 1193.7487 | 0 | bar: Availability G1
2025-11-14 12:00 | 29.8773 |  |  |  |  | 1193.7487 | 0 | bar: Availability G1
2025-11-14 13:00 | 29.4207 |  |  |  |  | 1193.7487 | 0 | bar: Availability G1
2025-11-14 14:00 | 29.8773 |  |  |  |  | 1193.7487 | 0 | bar: Availability G1
2025-11-14 15:00 | 28.8594 |  |  |  |  | 1193.7487 | 0 | bar: Availability G1
2025-11-14 16:00 | 40.23 |  |  |  |  | 1193.7487 | 0 | bar: Availability G1
2025-11-14 17:00 | 50.7004 |  |  |  |  | 1193.7487 | 0 | bar: Availability G1
2025-11-14 18:00 | 49.1877 |  |  |  |  | 1193.7487 | 0 | bar: Availability G1
2025-11-14 19:00 | 45.1374 |  |  |  |  | 1193.7487 | 0 | bar: Availability G1
2025-11-14 20:00 | 42.9104 |  |  |  |  | 1193.7487 | 0 | bar: Availability G1
2025-11-14 21:00 | 36.2723 |  |  |  |  | 1193.7487 | 0 | bar: Availability G1
2025-11-14 22:00 | 33.3154 |  |  |  |  | 1193.7487 | 0 | bar: Availability G1
2025-11-14 23:00 | 29.4207 |  |  |  |  | 1193.7487 | 0 | bar: Availability G1
2025-11-15 | 28.8248 |  |  |  |  | 1193.7487 | 0 | bar: Availability G1
2025-11-15 01:00 | 27.63 |  |  |  |  | 1193.7487 | 0 | bar: Availability G1
2025-11-15 02:00 | 26.7831 |  |  |  |  | 1193.7487 | 0 | bar: Availability G1
2025-11-15 03:00 | 27.63 |  |  |  |  | 1193.7487 | 0 | bar: Availability G1
2025-11-15 04:00 | 27.63 |  |  |  |  | 1193.7487 | 0 | bar: Availability G1
2025-11-15 05:00 | 30.239 |  |  |  |  | 1193.7487 | 0 | bar: Availability G1
2025-11-15 06:00 | 30.239 |  |  |  |  | 1193.7487 | 0 | bar: Availability G1
2025-11-15 07:00 | 29.7565 |  |  |  |  | 1193.7487 | 0 | bar: Availability G1
2025-11-15 08:00 | 28.2989 |  |  |  |  | 1193.7487 | 0 | bar: Availability G1
2025-11-15 09:00 | 25.2986 |  |  |  |  | 1193.7487 | 0 | bar: Availability G1
2025-11-15 10:00 | 26.0866 |  |  |  |  | 1193.7487 | 0 | bar: Availability G1
2025-11-15 11:00 | 24.5813 |  |  |  |  | 1193.7487 | 0 | bar: Availability G1
2025-11-15 12:00 | 24.528 |  |  |  |  | 1193.7487 | 0 | bar: Availability G1
2025-11-15 13:00 | 24.528 |  |  |  |  | 1193.7487 | 0 | bar: Availability G1
2025-11-15 14:00 | 24.528 |  |  |  |  | 1193.7487 | 0 | bar: Availability G1
2025-11-15 15:00 | 24.528 |  |  |  |  | 1193.7487 | 0 | bar: Availability G1
2025-11-15 16:00 | 24.528 |  |  |  |  | 1193.7487 | 0 | bar: Availability G1
2025-11-15 17:00 | 27.2489 |  |  |  |  | 1193.7487 | 0 | bar: Availability G1
2025-11-15 18:00 | 30.239 |  |  |  |  | 1193.7487 | 0 | bar: Availability G1
2025-11-15 19:00 | 27.573 |  |  |  |  | 1193.7487 | 0 | bar: Availability G1
2025-11-15 20:00 | 26.71 |  |  |  |  | 1193.7487 | 0 | bar: Availability G1
2025-11-15 21:00 | 27.0747 |  |  |  |  | 1193.7487 | 0 | bar: Availability G1
2025-11-15 22:00 | 26.2875 |  |  |  |  | 1193.7487 | 0 | bar: Availability G1
2025-11-15 23:00 | 24.5813 |  |  |  |  | 1193.7487 | 0 | bar: Availability G1
2025-11-16 | 24.5813 |  |  |  |  | 1193.7487 | 0 | bar: Availability G1
2025-11-16 01:00 | 24.5813 |  |  |  |  | 1193.7487 | 0 | bar: Availability G1
2025-11-16 02:00 | 24.5813 |  |  |  |  | 1193.7487 | 0 | bar: Availability G1
2025-11-16 03:00 | 24.5813 |  |  |  |  | 1193.7487 | 0 | bar: Availability G1
2025-11-16 04:00 | 24.5813 |  |  |  |  | 1193.7487 | 0 | bar: Availability G1
2025-11-16 05:00 | 26.71 |  |  |  |  | 1193.7487 | 0 | bar: Availability G1
2025-11-16 06:00 | 43.7047 |  |  |  |  | 1193.7487 | 0 | bar: Availability G1
2025-11-16 07:00 | 29.4207 |  |  |  |  | 1193.7487 | 0 | bar: Availability G1
2025-11-16 08:00 | 27.5636 |  |  |  |  | 1193.7487 | 0 | bar: Availability G1
2025-11-16 09:00 | 24.5813 |  |  |  |  | 1193.7487 | 0 | bar: Availability G1
2025-11-16 10:00 | 24.5813 |  |  |  |  | 1193.7487 | 0 | bar: Availability G1
2025-11-16 11:00 | 24.5813 |  |  |  |  | 1193.7487 | 0 | bar: Availability G1
2025-11-16 12:00 | 24.5813 |  |  |  |  | 1193.7487 | 0 | bar: Availability G1
2025-11-16 13:00 | 24.5813 |  |  |  |  | 1193.7487 | 0 | bar: Availability G1
2025-11-16 14:00 | 24.5813 |  |  |  |  | 1193.7487 | 0 | bar: Availability G1
2025-11-16 15:00 | 24.5824 |  |  |  |  | 1193.7487 | 0 | bar: Availability G1
2025-11-16 16:00 | 27.0747 |  |  |  |  | 1193.7487 | 0 | bar: Availability G1
2025-11-16 17:00 | 35.0356 |  |  |  |  | 1193.7487 | 0 | bar: Availability G1
2025-11-16 18:00 | 40.23 |  |  |  |  | 1193.7487 | 0 | bar: Availability G1
2025-11-16 19:00 | 31.5093 |  |  |  |  | 1193.7487 | 0 | bar: Availability G1
2025-11-16 20:00 | 28.4063 |  |  |  |  | 1193.7487 | 0 | bar: Availability G1
2025-11-16 21:00 | 26.71 |  |  |  |  | 1193.7487 | 0 | bar: Availability G1
2025-11-16 22:00 | 26.71 |  |  |  |  | 1193.7487 | 0 | bar: Availability G1
2025-11-16 23:00 | 26.4112 |  |  |  |  | 1193.7487 | 0 | bar: Availability G1
2025-11-17 | 24.528 |  |  |  |  | 1193.7487 | 0 | bar: Availability G1
2025-11-17 01:00 | 24.528 |  |  |  |  | 1193.7487 | 0 | bar: Availability G1
2025-11-17 02:00 | 24.5813 |  |  |  |  | 1193.7487 | 0 | bar: Availability G1
2025-11-17 03:00 | 24.528 |  |  |  |  | 1193.7487 | 0 | bar: Availability G1
2025-11-17 04:00 | 26.71 |  |  |  |  | 1193.7487 | 0 | bar: Availability G1
2025-11-17 05:00 | 37.5873 |  |  |  |  | 1193.7487 | 0 | bar: Availability G1
2025-11-17 06:00 | 35.1906 |  |  |  |  | 1193.7487 | 0 | bar: Availability G1
2025-11-17 07:00 | 29.8217 |  |  |  |  | 1193.7487 | 0 | bar: Availability G1
2025-11-17 08:00 | 27.63 |  |  |  |  | 1193.7487 | 0 | bar: Availability G1
2025-11-17 09:00 | 27.63 |  |  |  |  | 1193.7487 | 0 | bar: Availability G1
2025-11-17 10:00 | 27.63 |  |  |  |  | 1193.7487 | 0 | bar: Availability G1
2025-11-17 11:00 | 27.573 |  |  |  |  | 1193.7487 | 0 | bar: Availability G1
2025-11-17 12:00 | 27.6051 |  |  |  |  | 1193.7487 | 0 | bar: Availability G1
2025-11-17 13:00 | 27.5636 |  |  |  |  | 1193.7487 | 0 | bar: Availability G1
2025-11-17 14:00 | 27.6051 |  |  |  |  | 1193.7487 | 0 | bar: Availability G1
2025-11-17 15:00 | 29.4207 |  |  |  |  | 1193.7487 | 0 | bar: Availability G1
2025-11-17 16:00 | 34.1483 |  |  |  |  | 1193.7487 | 0 | bar: Availability G1
2025-11-17 17:00 | 52.4098 |  |  |  |  | 1193.7487 | 0 | bar: Availability G1
2025-11-17 18:00 | 52.5014 |  |  |  |  | 1193.7487 | 0 | bar: Availability G1
2025-11-17 19:00 | 51.8706 |  |  |  |  | 1193.7487 | 0 | bar: Availability G1
2025-11-17 20:00 | 44.7853 |  |  |  |  | 1193.7487 | 0 | bar: Availability G1
2025-11-17 21:00 | 30.9729 |  |  |  |  | 1193.7487 | 0 | bar: Availability G1
2025-11-17 22:00 | 31.9085 |  |  |  |  | 1193.7487 | 0 | bar: Availability G1
2025-11-17 23:00 | 27.63 |  |  |  |  | 1193.7487 | 0 | bar: Availability G1
2025-11-18 | 26.6122 |  |  |  |  | 1193.7487 | 0 | bar: Availability G1
2025-11-18 01:00 | 24.5813 |  |  |  |  | 1193.7487 | 0 | bar: Availability G1
2025-11-18 02:00 | 24.5813 |  |  |  |  | 1193.7487 | 0 | bar: Availability G1
2025-11-18 03:00 | 24.5813 |  |  |  |  | 1193.7487 | 0 | bar: Availability G1
2025-11-18 04:00 | 26.71 |  |  |  |  | 1193.7487 | 0 | bar: Availability G1
2025-11-18 05:00 | 29.2598 |  |  |  |  | 1193.7487 | 0 | bar: Availability G1
2025-11-18 06:00 | 30.2172 |  |  |  |  | 1193.7487 | 0 | bar: Availability G1
2025-11-18 07:00 | 30.8672 |  |  |  |  | 1193.7487 | 0 | bar: Availability G1
2025-11-18 08:00 | 32.8697 |  |  |  |  | 1193.7487 | 0 | bar: Availability G1
2025-11-18 09:00 | 30.2728 |  |  |  |  | 1193.7487 | 0 | bar: Availability G1
2025-11-18 10:00 | 28.3226 |  |  |  |  | 1193.7487 | 0 | bar: Availability G1
2025-11-18 11:00 | 27.0747 |  |  |  |  | 1193.7487 | 0 | bar: Availability G1
2025-11-18 12:00 | 27.5636 |  |  |  |  | 1193.7487 | 0 | bar: Availability G1
2025-11-18 13:00 | 27.0747 |  |  |  |  | 1193.7487 | 0 | bar: Availability G1
2025-11-18 14:00 | 27.0747 |  |  |  |  | 1193.7487 | 0 | bar: Availability G1
2025-11-18 15:00 | 27.0747 |  |  |  |  | 1193.7487 | 0 | bar: Availability G1
2025-11-18 16:00 | 27.573 |  |  |  |  | 1193.7487 | 0 | bar: Availability G1
2025-11-18 17:00 | 46.0519 |  |  |  |  | 1193.7487 | 0 | bar: Availability G1
2025-11-18 18:00 | 45.7406 |  |  |  |  | 1193.7487 | 0 | bar: Availability G1
2025-11-18 19:00 | 41.5966 |  |  |  |  | 1193.7487 | 0 | bar: Availability G1
2025-11-18 20:00 | 37.8955 |  |  |  |  | 1193.7487 | 0 | bar: Availability G1
2025-11-18 21:00 | 31.9085 |  |  |  |  | 1193.7487 | 0 | bar: Availability G1
2025-11-18 22:00 | 33.0313 |  |  |  |  | 1193.7487 | 0 | bar: Availability G1
2025-11-18 23:00 | 30.2034 |  |  |  |  | 1193.7487 | 0 | bar: Availability G1
2025-11-19 | 24.5813 |  |  |  |  | 1193.7487 | 0 | bar: Availability G1
2025-11-19 01:00 | 24.4512 |  |  |  |  | 1193.7487 | 0 | bar: Availability G1
2025-11-19 02:00 | 24.5813 |  |  |  |  | 1193.7487 | 0 | bar: Availability G1
2025-11-19 03:00 | 26.4527 |  |  |  |  | 1193.7487 | 0 | bar: Availability G1
2025-11-19 04:00 | 26.9526 |  |  |  |  | 1193.7487 | 0 | bar: Availability G1
2025-11-19 05:00 | 26.71 |  |  |  |  | 1193.7487 | 0 | bar: Availability G1
2025-11-19 06:00 | 44.0672 |  |  |  |  | 1193.7487 | 0 | bar: Availability G1
2025-11-19 07:00 | 39.1229 |  |  |  |  | 1193.7487 | 0 | bar: Availability G1
2025-11-19 08:00 | 32.3752 |  |  |  |  | 1193.7487 | 0 | bar: Availability G1
2025-11-19 09:00 | 26.8353 |  |  |  |  | 1193.7487 | 0 | bar: Availability G1
2025-11-19 10:00 | 26.71 |  |  |  |  | 1193.7487 | 0 | bar: Availability G1
2025-11-19 11:00 | 27.244 |  |  |  |  | 1193.7487 | 0 | bar: Availability G1
2025-11-19 12:00 | 26.71 |  |  |  |  | 1193.7487 | 0 | bar: Availability G1
2025-11-19 13:00 | 27.244 |  |  |  |  | 1193.7487 | 0 | bar: Availability G1
2025-11-19 14:00 | 27.0747 |  |  |  |  | 1193.7487 | 0 | bar: Availability G1
2025-11-19 15:00 | 27.63 |  |  |  |  | 1193.7487 | 0 | bar: Availability G1
2025-11-19 16:00 | 33.5343 |  |  |  |  | 1193.7487 | 0 | bar: Availability G1
2025-11-19 17:00 | 51.8706 |  |  |  |  | 1193.7487 | 0 | bar: Availability G1
2025-11-19 18:00 | 51.8706 |  |  |  |  | 1193.7487 | 0 | bar: Availability G1
2025-11-19 19:00 | 45.6278 |  |  |  |  | 1193.7487 | 0 | bar: Availability G1
2025-11-19 20:00 | 44.7853 |  |  |  |  | 1193.7487 | 0 | bar: Availability G1
2025-11-19 21:00 | 28.6972 |  |  |  |  | 1193.7487 | 0 | bar: Availability G1
2025-11-19 22:00 | 26.9526 |  |  |  |  | 1193.7487 | 0 | bar: Availability G1
2025-11-19 23:00 | 24.9191 |  |  |  |  | 1193.7487 | 0 | bar: Availability G1
2025-11-20 | 24.5813 |  |  |  |  | 1193.7487 | 0 | bar: Availability G1
2025-11-20 01:00 | 24.4512 |  |  |  |  | 1193.7487 | 0 | bar: Availability G1
2025-11-20 02:00 | 24.4512 |  |  |  |  | 1193.7487 | 0 | bar: Availability G1
2025-11-20 03:00 | 24.528 |  |  |  |  | 1193.7487 | 0 | bar: Availability G1
2025-11-20 04:00 | 25.9466 |  |  |  |  | 1193.7487 | 0 | bar: Availability G1
2025-11-20 05:00 | 38.9391 |  |  |  |  | 1193.7487 | 0 | bar: Availability G1
2025-11-20 06:00 | 44.7853 |  |  |  |  | 1193.7487 | 0 | bar: Availability G1
2025-11-20 07:00 | 34.1241 |  |  |  |  | 1193.7487 | 0 | bar: Availability G1
2025-11-20 08:00 | 27.0863 |  |  |  |  | 1193.7487 | 0 | bar: Availability G1
2025-11-20 09:00 | 29.806 |  |  |  |  | 1193.7487 | 0 | bar: Availability G1
2025-11-20 10:00 | 29.4207 |  |  |  |  | 1193.7487 | 0 | bar: Availability G1
2025-11-20 11:00 | 27.63 |  |  |  |  | 1193.7487 | 0 | bar: Availability G1
2025-11-20 12:00 | 27.1502 |  |  |  |  | 1193.7487 | 0 | bar: Availability G1
2025-11-20 13:00 | 26.71 |  |  |  |  | 1193.7487 | 0 | bar: Availability G1
2025-11-20 14:00 | 26.71 |  |  |  |  | 1193.7487 | 0 | bar: Availability G1
2025-11-20 15:00 | 26.71 |  |  |  |  | 1193.7487 | 0 | bar: Availability G1
2025-11-20 16:00 | 26.71 |  |  |  |  | 1193.7487 | 0 | bar: Availability G1
2025-11-20 17:00 | 47.9544 |  |  |  |  | 1193.7487 | 0 | bar: Availability G1
2025-11-20 18:00 | 47.9544 |  |  |  |  | 1193.7487 | 0 | bar: Availability G1
2025-11-20 19:00 | 46.6862 |  |  |  |  | 1193.7487 | 0 | bar: Availability G1
2025-11-20 20:00 | 44.7853 |  |  |  |  | 1193.7487 | 0 | bar: Availability G1
2025-11-20 21:00 | 33.6976 |  |  |  |  | 1193.7487 | 0 | bar: Availability G1
2025-11-20 22:00 | 34.5296 |  |  |  |  | 1193.7487 | 0 | bar: Availability G1
2025-11-20 23:00 | 26.71 |  |  |  |  | 1193.7487 | 0 | bar: Availability G1
2025-11-21 | 436.8424 |  |  |  |  | 1193.7487 | 0 | bar: Availability G1
2025-11-21 01:00 | 436.8424 |  |  |  |  | 1193.7487 | 0 | bar: Availability G1
2025-11-21 02:00 | 592.3578 |  |  |  |  | 1193.7487 | 0 | bar: Availability G1
2025-11-21 03:00 | 592.3582 |  |  |  |  | 1193.7487 | 0 | bar: Availability G1
2025-11-21 04:00 | 6582.836 |  |  |  |  | 1193.7487 | 0 | bar: Availability G1
2025-11-21 05:00 | 6582.836 |  |  |  |  | 1193.7487 | 0 | bar: Availability G1
2025-11-21 06:00 | 6582.836 |  |  |  |  | 1193.7487 | 0 | bar: Availability G1
2025-11-21 07:00 | 6582.836 |  |  |  |  | 1193.7487 | 0 | bar: Availability G1
2025-11-21 08:00 | 6582.836 |  |  |  |  | 1193.7487 | 0 | bar: Availability G1
2025-11-21 09:00 | 6582.836 |  |  |  |  | 1193.7487 | 0 | bar: Availability G1
2025-11-21 10:00 | 6582.836 |  |  |  |  | 1193.7487 | 0 | bar: Availability G1
2025-11-21 11:00 | 6582.836 |  |  |  |  | 1193.7487 | 0 | bar: Availability G1
2025-11-21 12:00 | 6582.836 |  |  |  |  | 1193.7487 | 0 | bar: Availability G1
2025-11-21 13:00 | 6582.836 |  |  |  |  | 1193.7487 | 0 | bar: Availability G1
2025-11-21 14:00 | 6582.836 |  |  |  |  | 1193.7487 | 0 | bar: Availability G1
2025-11-21 15:00 | 6582.836 |  |  |  |  | 1193.7487 | 0 | bar: Availability G1
2025-11-21 16:00 | 6582.836 |  |  |  |  | 1193.7487 | 0 | bar: Availability G1
2025-11-21 17:00 | 6582.836 |  |  |  |  | 1193.7487 | 0 | bar: Availability G1
2025-11-21 18:00 | 6582.836 |  |  |  |  | 1193.7487 | 0 | bar: Availability G1
2025-11-21 19:00 | 6582.836 |  |  |  |  | 1193.7487 | 0 | bar: Availability G1
2025-11-21 20:00 | 592.3578 |  |  |  |  | 1193.7487 | 0 | bar: Availability G1
2025-11-21 21:00 | 436.8424 |  |  |  |  | 1193.7487 | 0 | bar: Availability G1
2025-11-21 22:00 | 240.4255 |  |  |  |  | 1193.7487 | 0 | bar: Availability G1
2025-11-21 23:00 | 70.709 |  |  |  |  | 1193.7487 | 0 | bar: Availability G1
2025-11-22 | 31.1202 |  |  |  |  | 1193.7487 | 0 | bar: Availability G1
2025-11-22 01:00 | 24.1148 |  |  |  |  | 1193.7487 | 0 | bar: Availability G1
2025-11-22 02:00 | 24.509 |  |  |  |  | 1193.7487 | 0 | bar: Availability G1
2025-11-22 03:00 | 26.71 |  |  |  |  | 1193.7487 | 0 | bar: Availability G1
2025-11-22 04:00 | 26.71 |  |  |  |  | 1193.7487 | 0 | bar: Availability G1
2025-11-22 05:00 | 26.71 |  |  |  |  | 1193.7487 | 0 | bar: Availability G1
2025-11-22 06:00 | 27.1843 |  |  |  |  | 1193.7487 | 0 | bar: Availability G1
2025-11-22 07:00 | 27.0215 |  |  |  |  | 1193.7487 | 0 | bar: Availability G1
2025-11-22 08:00 | 25.2914 |  |  |  |  | 1193.7487 | 0 | bar: Availability G1
2025-11-22 09:00 | 26.71 |  |  |  |  | 1193.7487 | 0 | bar: Availability G1
2025-11-22 10:00 | 46.0519 |  |  |  |  | 1193.7487 | 0 | bar: Availability G1
2025-11-22 11:00 | 30.6157 |  |  |  |  | 1193.7487 | 0 | bar: Availability G1
2025-11-22 12:00 | 30.0504 |  |  |  |  | 1193.7487 | 0 | bar: Availability G1
2025-11-22 13:00 | 26.5677 |  |  |  |  | 1193.7487 | 0 | bar: Availability G1
2025-11-22 14:00 | 26.71 |  |  |  |  | 1193.7487 | 0 | bar: Availability G1
2025-11-22 15:00 | 24.528 |  |  |  |  | 1193.7487 | 0 | bar: Availability G1
2025-11-22 16:00 | 26.4965 |  |  |  |  | 1193.7487 | 0 | bar: Availability G1
2025-11-22 17:00 | 27.9708 |  |  |  |  | 1193.7487 | 0 | bar: Availability G1
2025-11-22 18:00 | 40.23 |  |  |  |  | 1193.7487 | 0 | bar: Availability G1
2025-11-22 19:00 | 41.6957 |  |  |  |  | 1193.7487 | 0 | bar: Availability G1
2025-11-22 20:00 | 29.4207 |  |  |  |  | 1193.7487 | 0 | bar: Availability G1
2025-11-22 21:00 | 27.0747 |  |  |  |  | 1193.7487 | 0 | bar: Availability G1
2025-11-22 22:00 | 24.7207 |  |  |  |  | 1193.7487 | 0 | bar: Availability G1
2025-11-22 23:00 | 24.5813 |  |  |  |  | 1193.7487 | 0 | bar: Availability G1
2025-11-23 | 24.5813 |  |  |  |  | 1193.7487 | 0 | bar: Availability G1
2025-11-23 01:00 | 24.2756 |  |  |  |  | 1193.7487 | 0 | bar: Availability G1
2025-11-23 02:00 | 24.5813 |  |  |  |  | 1193.7487 | 0 | bar: Availability G1
2025-11-23 03:00 | 24.5813 |  |  |  |  | 1193.7487 | 0 | bar: Availability G1
2025-11-23 04:00 | 24.5813 |  |  |  |  | 1193.7487 | 0 | bar: Availability G1
2025-11-23 05:00 | 26.462 |  |  |  |  | 1193.7487 | 0 | bar: Availability G1
2025-11-23 06:00 | 25.7021 |  |  |  |  | 1193.7487 | 0 | bar: Availability G1
2025-11-23 07:00 | 26.71 |  |  |  |  | 1193.7487 | 0 | bar: Availability G1
2025-11-23 08:00 | 24.5813 |  |  |  |  | 1193.7487 | 0 | bar: Availability G1
2025-11-23 09:00 | 24.4512 |  |  |  |  | 1193.7487 | 0 | bar: Availability G1
2025-11-23 10:00 | 24.5813 |  |  |  |  | 1193.7487 | 0 | bar: Availability G1
2025-11-23 11:00 | 23.059 |  |  |  |  | 1193.7487 | 0 | bar: Availability G1
2025-11-23 12:00 | 23.059 |  |  |  |  | 1193.7487 | 0 | bar: Availability G1
2025-11-23 13:00 | 23.059 |  |  |  |  | 1193.7487 | 0 | bar: Availability G1
2025-11-23 14:00 | 23.059 |  |  |  |  | 1193.7487 | 0 | bar: Availability G1
2025-11-23 15:00 | 24.8711 |  |  |  |  | 1193.7487 | 0 | bar: Availability G1
2025-11-23 16:00 | 35.9647 |  |  |  |  | 1193.7487 | 0 | bar: Availability G1
2025-11-23 17:00 | 51.8706 |  |  |  |  | 1193.7487 | 0 | bar: Availability G1
2025-11-23 18:00 | 51.0124 |  |  |  |  | 1193.7487 | 0 | bar: Availability G1
2025-11-23 19:00 | 43.0118 |  |  |  |  | 1193.7487 | 0 | bar: Availability G1
2025-11-23 20:00 | 28.4323 |  |  |  |  | 1193.7487 | 0 | bar: Availability G1
2025-11-23 21:00 | 26.1141 |  |  |  |  | 1193.7487 | 0 | bar: Availability G1
2025-11-23 22:00 | 24.528 |  |  |  |  | 1193.7487 | 0 | bar: Availability G1
2025-11-23 23:00 | 24.528 |  |  |  |  | 1193.7487 | 0 | bar: Availability G1
2025-11-24 | 24.528 |  |  |  |  | 1193.7487 | 0 | bar: Availability G1
2025-11-24 01:00 | 24.528 |  |  |  |  | 1193.7487 | 0 | bar: Availability G1
2025-11-24 02:00 | 24.5182 |  |  |  |  | 1193.7487 | 0 | bar: Availability G1
2025-11-24 03:00 | 24.528 |  |  |  |  | 1193.7487 | 0 | bar: Availability G1
2025-11-24 04:00 | 24.6694 |  |  |  |  | 1193.7487 | 0 | bar: Availability G1
2025-11-24 05:00 | 27.0747 |  |  |  |  | 1193.7487 | 0 | bar: Availability G1
2025-11-24 06:00 | 36.6429 |  |  |  |  | 1193.7487 | 0 | bar: Availability G1
2025-11-24 07:00 | 38.2573 |  |  |  |  | 1193.7487 | 0 | bar: Availability G1
2025-11-24 08:00 | 35.4485 |  |  |  |  | 1193.7487 | 0 | bar: Availability G1
2025-11-24 09:00 | 29.3714 |  |  |  |  | 1193.7487 | 0 | bar: Availability G1
2025-11-24 10:00 | 27.0747 |  |  |  |  | 1193.7487 | 0 | bar: Availability G1
2025-11-24 11:00 | 27.0747 |  |  |  |  | 1193.7487 | 0 | bar: Availability G1
2025-11-24 12:00 | 27.0747 |  |  |  |  | 1193.7487 | 0 | bar: Availability G1
2025-11-24 13:00 | 27.0747 |  |  |  |  | 1193.7487 | 0 | bar: Availability G1
2025-11-24 14:00 | 27.9359 |  |  |  |  | 1193.7487 | 0 | bar: Availability G1
2025-11-24 15:00 | 27.3097 |  |  |  |  | 1193.7487 | 0 | bar: Availability G1
2025-11-24 16:00 | 38.2573 |  |  |  |  | 1193.7487 | 0 | bar: Availability G1
2025-11-24 17:00 | 51.8706 |  |  |  |  | 1193.7487 | 0 | bar: Availability G1
2025-11-24 18:00 | 51.8706 |  |  |  |  | 1193.7487 | 0 | bar: Availability G1
2025-11-24 19:00 | 47.0515 |  |  |  |  | 1193.7487 | 0 | bar: Availability G1
2025-11-24 20:00 | 41.0192 |  |  |  |  | 1193.7487 | 0 | bar: Availability G1
2025-11-24 21:00 | 38.77 |  |  |  |  | 1193.7487 | 0 | bar: Availability G1
2025-11-24 22:00 | 27.9708 |  |  |  |  | 1193.7487 | 0 | bar: Availability G1
2025-11-24 23:00 | 26.2964 |  |  |  |  | 1193.7487 | 0 | bar: Availability G1
2025-11-25 | 24.7207 |  |  |  |  | 1193.7487 | 0 | bar: Availability G1
2025-11-25 01:00 | 24.528 |  |  |  |  | 1193.7487 | 0 | bar: Availability G1
2025-11-25 02:00 | 24.528 |  |  |  |  | 1193.7487 | 0 | bar: Availability G1
2025-11-25 03:00 | 24.528 |  |  |  |  | 1193.7487 | 0 | bar: Availability G1
2025-11-25 04:00 | 26.9526 |  |  |  |  | 1193.7487 | 0 | bar: Availability G1
2025-11-25 05:00 | 40.7267 |  |  |  |  | 1193.7487 | 0 | bar: Availability G1
2025-11-25 06:00 | 44.7853 |  |  |  |  | 1193.7487 | 0 | bar: Availability G1
2025-11-25 07:00 | 40.23 |  |  |  |  | 1193.7487 | 0 | bar: Availability G1
2025-11-25 08:00 | 32.707 |  |  |  |  | 1193.7487 | 0 | bar: Availability G1
2025-11-25 09:00 | 32.1198 |  |  |  |  | 1193.7487 | 0 | bar: Availability G1
2025-11-25 10:00 | 29.408 |  |  |  |  | 1193.7487 | 0 | bar: Availability G1
2025-11-25 11:00 | 27.7255 |  |  |  |  | 1193.7487 | 0 | bar: Availability G1
2025-11-25 12:00 | 27.3097 |  |  |  |  | 1193.7487 | 0 | bar: Availability G1
2025-11-25 13:00 | 26.815 |  |  |  |  | 1193.7487 | 0 | bar: Availability G1
2025-11-25 14:00 | 42.6599 |  |  |  |  | 1193.7487 | 0 | bar: Availability G1
2025-11-25 15:00 | 46.0519 |  |  |  |  | 1193.7487 | 0 | bar: Availability G1
2025-11-25 16:00 | 50.8767 |  |  |  |  | 1193.7487 | 0 | bar: Availability G1
2025-11-25 17:00 | 52.371 |  |  |  |  | 1193.7487 | 0 | bar: Availability G1
2025-11-25 18:00 | 49.8128 |  |  |  |  | 1193.7487 | 0 | bar: Availability G1
2025-11-25 19:00 | 44.7853 |  |  |  |  | 1193.7487 | 0 | bar: Availability G1
2025-11-25 20:00 | 38.8497 |  |  |  |  | 1193.7487 | 0 | bar: Availability G1
2025-11-25 21:00 | 29.3714 |  |  |  |  | 1193.7487 | 0 | bar: Availability G1
2025-11-25 22:00 | 27.573 |  |  |  |  | 1193.7487 | 0 | bar: Availability G1
2025-11-25 23:00 | 26.71 |  |  |  |  | 1193.7487 | 0 | bar: Availability G1
2025-11-26 | 26.6122 |  |  |  |  | 1193.7487 | 0 | bar: Availability G1
2025-11-26 01:00 | 24.7207 |  |  |  |  | 1193.7487 | 0 | bar: Availability G1
2025-11-26 02:00 | 24.603 |  |  |  |  | 1193.7487 | 0 | bar: Availability G1
2025-11-26 03:00 | 26.71 |  |  |  |  | 1193.7487 | 0 | bar: Availability G1
2025-11-26 04:00 | 26.71 |  |  |  |  | 1193.7487 | 0 | bar: Availability G1
2025-11-26 05:00 | 31.1982 |  |  |  |  | 1193.7487 | 0 | bar: Availability G1
2025-11-26 06:00 | 44.7853 |  |  |  |  | 1193.7487 | 0 | bar: Availability G1
2025-11-26 07:00 | 46.0519 |  |  |  |  | 1193.7487 | 0 | bar: Availability G1
2025-11-26 08:00 | 40.23 |  |  |  |  | 1193.7487 | 0 | bar: Availability G1
2025-11-26 09:00 | 33.5082 |  |  |  |  | 1193.7487 | 0 | bar: Availability G1
2025-11-26 10:00 | 40.23 |  |  |  |  | 1193.7487 | 0 | bar: Availability G1
2025-11-26 11:00 | 30.3876 |  |  |  |  | 1193.7487 | 0 | bar: Availability G1
2025-11-26 12:00 | 28.3242 |  |  |  |  | 1193.7487 | 0 | bar: Availability G1
2025-11-26 13:00 | 26.8835 |  |  |  |  | 1193.7487 | 0 | bar: Availability G1
2025-11-26 14:00 | 26.8836 |  |  |  |  | 1193.7487 | 0 | bar: Availability G1
2025-11-26 15:00 | 26.9336 |  |  |  |  | 1193.7487 | 0 | bar: Availability G1
2025-11-26 16:00 | 31.6761 |  |  |  |  | 1193.7487 | 0 | bar: Availability G1
2025-11-26 17:00 | 46.3457 |  |  |  |  | 1193.7487 | 0 | bar: Availability G1
2025-11-26 18:00 | 46.3457 |  |  |  |  | 1193.7487 | 0 | bar: Availability G1
2025-11-26 19:00 | 45.3614 |  |  |  |  | 1193.7487 | 0 | bar: Availability G1
2025-11-26 20:00 | 43.0771 |  |  |  |  | 1193.7487 | 0 | bar: Availability G1
2025-11-26 21:00 | 37.3952 |  |  |  |  | 1193.7487 | 0 | bar: Availability G1
2025-11-26 22:00 | 27.4793 |  |  |  |  | 1193.7487 | 0 | bar: Availability G1
2025-11-26 23:00 | 25.9466 |  |  |  |  | 1193.7487 | 0 | bar: Availability G1
2025-11-27 | 24.5813 |  |  |  |  | 1193.7487 | 0 | bar: Availability G1
2025-11-27 01:00 | 24.4512 |  |  |  |  | 1193.7487 | 0 | bar: Availability G1
2025-11-27 02:00 | 24.528 |  |  |  |  | 1193.7487 | 0 | bar: Availability G1
2025-11-27 03:00 | 24.5813 |  |  |  |  | 1193.7487 | 0 | bar: Availability G1
2025-11-27 04:00 | 24.6694 |  |  |  |  | 1193.7487 | 0 | bar: Availability G1
2025-11-27 05:00 | 26.71 |  |  |  |  | 1193.7487 | 0 | bar: Availability G1
2025-11-27 06:00 | 32.2144 |  |  |  |  | 1193.7487 | 0 | bar: Availability G1
2025-11-27 07:00 | 31.1768 |  |  |  |  | 1193.7487 | 0 | bar: Availability G1
2025-11-27 08:00 | 27.573 |  |  |  |  | 1193.7487 | 0 | bar: Availability G1
2025-11-27 09:00 | 28.5289 |  |  |  |  | 1193.7487 | 0 | bar: Availability G1
2025-11-27 10:00 | 30.325 |  |  |  |  | 1193.7487 | 0 | bar: Availability G1
2025-11-27 11:00 | 26.7429 |  |  |  |  | 1193.7487 | 0 | bar: Availability G1
2025-11-27 12:00 | 25.2914 |  |  |  |  | 1193.7487 | 0 | bar: Availability G1
2025-11-27 13:00 | 25.2914 |  |  |  |  | 1193.7487 | 0 | bar: Availability G1
2025-11-27 14:00 | 26.7429 |  |  |  |  | 1193.7487 | 0 | bar: Availability G1
2025-11-27 15:00 | 26.3418 |  |  |  |  | 1193.7487 | 0 | bar: Availability G1
2025-11-27 16:00 | 26.9 |  |  |  |  | 1193.7487 | 0 | bar: Availability G1
2025-11-27 17:00 | 42.6599 |  |  |  |  | 1193.7487 | 0 | bar: Availability G1
2025-11-27 18:00 | 38.6711 |  |  |  |  | 1193.7487 | 0 | bar: Availability G1
2025-11-27 19:00 | 32.0317 |  |  |  |  | 1193.7487 | 0 | bar: Availability G1
2025-11-27 20:00 | 27.0747 |  |  |  |  | 1193.7487 | 0 | bar: Availability G1
2025-11-27 21:00 | 27.0747 |  |  |  |  | 1193.7487 | 0 | bar: Availability G1
2025-11-27 22:00 | 27.0747 |  |  |  |  | 1193.7487 | 0 | bar: Availability G1
2025-11-27 23:00 | 25.7507 |  |  |  |  | 1193.7487 | 0 | bar: Availability G1
2025-11-28 | 24.5813 |  |  |  |  | 1193.7487 | 0 | bar: Availability G1
2025-11-28 01:00 | 24.5813 |  |  |  |  | 1193.7487 | 0 | bar: Availability G1
2025-11-28 02:00 | 24.5813 |  |  |  |  | 1193.7487 | 0 | bar: Availability G1
2025-11-28 03:00 | 24.5813 |  |  |  |  | 1193.7487 | 0 | bar: Availability G1
2025-11-28 04:00 | 24.6694 |  |  |  |  | 1193.7487 | 0 | bar: Availability G1
2025-11-28 05:00 | 26.9526 |  |  |  |  | 1193.7487 | 0 | bar: Availability G1
2025-11-28 06:00 | 33.2165 |  |  |  |  | 1193.7487 | 0 | bar: Availability G1
2025-11-28 07:00 | 31.281 |  |  |  |  | 1193.7487 | 0 | bar: Availability G1
2025-11-28 08:00 | 28.9877 |  |  |  |  | 1193.7487 | 0 | bar: Availability G1
2025-11-28 09:00 | 26.7831 |  |  |  |  | 1193.7487 | 0 | bar: Availability G1
2025-11-28 10:00 | 26.71 |  |  |  |  | 1193.7487 | 0 | bar: Availability G1
2025-11-28 11:00 | 26.71 |  |  |  |  | 1193.7487 | 0 | bar: Availability G1
2025-11-28 12:00 | 27.0747 |  |  |  |  | 1193.7487 | 0 | bar: Availability G1
2025-11-28 13:00 | 27.0747 |  |  |  |  | 1193.7487 | 0 | bar: Availability G1
2025-11-28 14:00 | 26.7429 |  |  |  |  | 1193.7487 | 0 | bar: Availability G1
2025-11-28 15:00 | 27.005 |  |  |  |  | 1193.7487 | 0 | bar: Availability G1
2025-11-28 16:00 | 35.4284 |  |  |  |  | 1193.7487 | 0 | bar: Availability G1
2025-11-28 17:00 | 47.8459 |  |  |  |  | 1193.7487 | 0 | bar: Availability G1
2025-11-28 18:00 | 47.8459 |  |  |  |  | 1193.7487 | 0 | bar: Availability G1
2025-11-28 19:00 | 47.8459 |  |  |  |  | 1193.7487 | 0 | bar: Availability G1
2025-11-28 20:00 | 47.8459 |  |  |  |  | 1193.7487 | 0 | bar: Availability G1
2025-11-28 21:00 | 36.9922 |  |  |  |  | 1193.7487 | 0 | bar: Availability G1
2025-11-28 22:00 | 26.71 |  |  |  |  | 1193.7487 | 0 | bar: Availability G1
2025-11-28 23:00 | 26.5358 |  |  |  |  | 1193.7487 | 0 | bar: Availability G1
2025-11-29 | 24.5813 |  |  |  |  | 1193.7487 | 0 | bar: Availability G1
2025-11-29 01:00 | 24.5813 |  |  |  |  | 1193.7487 | 0 | bar: Availability G1
2025-11-29 02:00 | 24.528 |  |  |  |  | 1193.7487 | 0 | bar: Availability G1
2025-11-29 03:00 | 24.5813 |  |  |  |  | 1193.7487 | 0 | bar: Availability G1
2025-11-29 04:00 | 24.6821 |  |  |  |  | 1193.7487 | 0 | bar: Availability G1
2025-11-29 05:00 | 27.433 |  |  |  |  | 1193.7487 | 0 | bar: Availability G1
2025-11-29 06:00 | 43.4224 |  |  |  |  | 1193.7487 | 0 | bar: Availability G1
2025-11-29 07:00 | 38.9108 |  |  |  |  | 1193.7487 | 0 | bar: Availability G1
2025-11-29 08:00 | 31.1768 |  |  |  |  | 1193.7487 | 0 | bar: Availability G1
2025-11-29 09:00 | 26.3258 |  |  |  |  | 1193.7487 | 0 | bar: Availability G1
2025-11-29 10:00 | 26.3258 |  |  |  |  | 1193.7487 | 0 | bar: Availability G1
2025-11-29 11:00 | 25.4814 |  |  |  |  | 1193.7487 | 0 | bar: Availability G1
2025-11-29 12:00 | 25.1091 |  |  |  |  | 1193.7487 | 0 | bar: Availability G1
2025-11-29 13:00 | 25.2583 |  |  |  |  | 1193.7487 | 0 | bar: Availability G1
2025-11-29 14:00 | 25.2914 |  |  |  |  | 1193.7487 | 0 | bar: Availability G1
2025-11-29 15:00 | 34.4318 |  |  |  |  | 1193.7487 | 0 | bar: Availability G1
2025-11-29 16:00 | 38.7249 |  |  |  |  | 1193.7487 | 0 | bar: Availability G1
2025-11-29 17:00 | 52.4098 |  |  |  |  | 1193.7487 | 0 | bar: Availability G1
2025-11-29 18:00 | 52.2619 |  |  |  |  | 1193.7487 | 0 | bar: Availability G1
2025-11-29 19:00 | 51.3473 |  |  |  |  | 1193.7487 | 0 | bar: Availability G1
2025-11-29 20:00 | 51.3473 |  |  |  |  | 1193.7487 | 0 | bar: Availability G1
2025-11-29 21:00 | 44.7853 |  |  |  |  | 1193.7487 | 0 | bar: Availability G1
2025-11-29 22:00 | 34.2699 |  |  |  |  | 1193.7487 | 0 | bar: Availability G1
2025-11-29 23:00 | 29.2598 |  |  |  |  | 1193.7487 | 0 | bar: Availability G1
2025-11-30 | 26.9526 |  |  |  |  | 1193.7487 | 0 | bar: Availability G1
2025-11-30 01:00 | 26.3418 |  |  |  |  | 1193.7487 | 0 | bar: Availability G1
2025-11-30 02:00 | 26.3418 |  |  |  |  | 1193.7487 | 0 | bar: Availability G1
2025-11-30 03:00 | 26.7831 |  |  |  |  | 1193.7487 | 0 | bar: Availability G1
2025-11-30 04:00 | 26.9526 |  |  |  |  | 1193.7487 | 0 | bar: Availability G1
2025-11-30 05:00 | 27.0747 |  |  |  |  | 1193.7487 | 0 | bar: Availability G1
2025-11-30 06:00 | 29.4207 |  |  |  |  | 1193.7487 | 0 | bar: Availability G1
2025-11-30 07:00 | 29.4207 |  |  |  |  | 1193.7487 | 0 | bar: Availability G1
2025-11-30 08:00 | 29.4207 |  |  |  |  | 1193.7487 | 0 | bar: Availability G1
2025-11-30 09:00 | 27.0747 |  |  |  |  | 1193.7487 | 0 | bar: Availability G1
2025-11-30 10:00 | 27.0747 |  |  |  |  | 1193.7487 | 0 | bar: Availability G1
2025-11-30 11:00 | 26.5677 |  |  |  |  | 1193.7487 | 0 | bar: Availability G1
2025-11-30 12:00 | 25.2891 |  |  |  |  | 1193.7487 | 0 | bar: Availability G1
2025-11-30 13:00 | 25.2914 |  |  |  |  | 1193.7487 | 0 | bar: Availability G1
2025-11-30 14:00 | 25.2891 |  |  |  |  | 1193.7487 | 0 | bar: Availability G1
2025-11-30 15:00 | 25.2891 |  |  |  |  | 1193.7487 | 0 | bar: Availability G1
2025-11-30 16:00 | 26.7831 |  |  |  |  | 1193.7487 | 0 | bar: Availability G1
2025-11-30 17:00 | 40.23 |  |  |  |  | 1193.7487 | 0 | bar: Availability G1
2025-11-30 18:00 | 43.0118 |  |  |  |  | 1193.7487 | 0 | bar: Availability G1
2025-11-30 19:00 | 37.9936 |  |  |  |  | 1193.7487 | 0 | bar: Availability G1
2025-11-30 20:00 | 40.4219 |  |  |  |  | 1193.7487 | 0 | bar: Availability G1
2025-11-30 21:00 | 43.7047 |  |  |  |  | 1193.7487 | 0 | bar: Availability G1
2025-11-30 22:00 | 26.71 |  |  |  |  | 1193.7487 | 0 | bar: Availability G1
2025-11-30 23:00 | 25.2891 |  |  |  |  | 1193.7487 | 0 | bar: Availability G1
2025-12-01 | 26.4965 |  |  |  |  | 1340.2618 | 0 | bar: Availability G1
2025-12-01 01:00 | 26.3901 |  |  |  |  | 1340.2618 | 0 | bar: Availability G1
2025-12-01 02:00 | 26.3901 |  |  |  |  | 1340.2618 | 0 | bar: Availability G1
2025-12-01 03:00 | 25.4472 |  |  |  |  | 1340.2618 | 0 | bar: Availability G1
2025-12-01 04:00 | 26.6997 |  |  |  |  | 1340.2618 | 0 | bar: Availability G1
2025-12-01 05:00 | 29.4197 |  |  |  |  | 1340.2618 | 0 | bar: Availability G1
2025-12-01 06:00 | 36.3845 |  |  |  |  | 1340.2618 | 0 | bar: Availability G1
2025-12-01 07:00 | 33.8719 |  |  |  |  | 1340.2618 | 0 | bar: Availability G1
2025-12-01 08:00 | 35.5906 |  |  |  |  | 1340.2618 | 0 | bar: Availability G1
2025-12-01 09:00 | 36.2705 |  |  |  |  | 1340.2618 | 0 | bar: Availability G1
2025-12-01 10:00 | 31.8798 |  |  |  |  | 1340.2618 | 0 | bar: Availability G1
2025-12-01 11:00 | 29.0731 |  |  |  |  | 1340.2618 | 0 | bar: Availability G1
2025-12-01 12:00 | 28.9877 |  |  |  |  | 1340.2618 | 0 | bar: Availability G1
2025-12-01 13:00 | 26.803 |  |  |  |  | 1340.2618 | 0 | bar: Availability G1
2025-12-01 14:00 | 27.3097 |  |  |  |  | 1340.2618 | 0 | bar: Availability G1
2025-12-01 15:00 | 28.8854 |  |  |  |  | 1340.2618 | 0 | bar: Availability G1
2025-12-01 16:00 | 29.0609 |  |  |  |  | 1340.2618 | 0 | bar: Availability G1
2025-12-01 17:00 | 35.7685 |  |  |  |  | 1340.2618 | 0 | bar: Availability G1
2025-12-01 18:00 | 36.3845 |  |  |  |  | 1340.2618 | 0 | bar: Availability G1
2025-12-01 19:00 | 36.3845 |  |  |  |  | 1340.2618 | 0 | bar: Availability G1
2025-12-01 20:00 | 31.8798 |  |  |  |  | 1340.2618 | 0 | bar: Availability G1
2025-12-01 21:00 | 36.3845 |  |  |  |  | 1340.2618 | 0 | bar: Availability G1
2025-12-01 22:00 | 36.3845 |  |  |  |  | 1340.2618 | 0 | bar: Availability G1
2025-12-01 23:00 | 28.9792 |  |  |  |  | 1340.2618 | 0 | bar: Availability G1
2025-12-02 | 27.1265 |  |  |  |  | 1340.2618 | 0 | bar: Availability G1
2025-12-02 01:00 | 26.6122 |  |  |  |  | 1340.2618 | 0 | bar: Availability G1
2025-12-02 02:00 | 26.6594 |  |  |  |  | 1340.2618 | 0 | bar: Availability G1
2025-12-02 03:00 | 27.2368 |  |  |  |  | 1340.2618 | 0 | bar: Availability G1
2025-12-02 04:00 | 32.247 |  |  |  |  | 1340.2618 | 0 | bar: Availability G1
2025-12-02 05:00 | 30.7965 |  |  |  |  | 1340.2618 | 0 | bar: Availability G1
2025-12-02 06:00 | 42.8761 |  |  |  |  | 1340.2618 | 0 | bar: Availability G1
2025-12-02 07:00 | 43.2901 |  |  |  |  | 1340.2618 | 0 | bar: Availability G1
2025-12-02 08:00 | 49.2378 |  |  |  |  | 1340.2618 | 0 | bar: Availability G1
2025-12-02 09:00 | 49.2378 |  |  |  |  | 1340.2618 | 0 | bar: Availability G1
2025-12-02 10:00 | 30.2172 |  |  |  |  | 1340.2618 | 0 | bar: Availability G1
2025-12-02 11:00 | 29.0609 |  |  |  |  | 1340.2618 | 0 | bar: Availability G1
2025-12-02 12:00 | 29.0609 |  |  |  |  | 1340.2618 | 0 | bar: Availability G1
2025-12-02 13:00 | 29.0609 |  |  |  |  | 1340.2618 | 0 | bar: Availability G1
2025-12-02 14:00 | 28.9877 |  |  |  |  | 1340.2618 | 0 | bar: Availability G1
2025-12-02 15:00 | 29.0609 |  |  |  |  | 1340.2618 | 0 | bar: Availability G1
2025-12-02 16:00 | 31.8798 |  |  |  |  | 1340.2618 | 0 | bar: Availability G1
2025-12-02 17:00 | 49.2378 |  |  |  |  | 1340.2618 | 0 | bar: Availability G1
2025-12-02 18:00 | 49.2378 |  |  |  |  | 1340.2618 | 0 | bar: Availability G1
2025-12-02 19:00 | 49.2378 |  |  |  |  | 1340.2618 | 0 | bar: Availability G1
2025-12-02 20:00 | 48.4176 |  |  |  |  | 1340.2618 | 0 | bar: Availability G1
2025-12-02 21:00 | 43.9742 |  |  |  |  | 1340.2618 | 0 | bar: Availability G1
2025-12-02 22:00 | 31.0667 |  |  |  |  | 1340.2618 | 0 | bar: Availability G1
2025-12-02 23:00 | 30.9742 |  |  |  |  | 1340.2618 | 0 | bar: Availability G1
2025-12-03 | 27.6558 |  |  |  |  | 1340.2618 | 0 | bar: Availability G1
2025-12-03 01:00 | 27.2368 |  |  |  |  | 1340.2618 | 0 | bar: Availability G1
2025-12-03 02:00 | 27.2368 |  |  |  |  | 1340.2618 | 0 | bar: Availability G1
2025-12-03 03:00 | 27.2368 |  |  |  |  | 1340.2618 | 0 | bar: Availability G1
2025-12-03 04:00 | 27.6558 |  |  |  |  | 1340.2618 | 0 | bar: Availability G1
2025-12-03 05:00 | 32.201 |  |  |  |  | 1340.2618 | 0 | bar: Availability G1
2025-12-03 06:00 | 33.0238 |  |  |  |  | 1340.2618 | 0 | bar: Availability G1
2025-12-03 07:00 | 38.8435 |  |  |  |  | 1340.2618 | 0 | bar: Availability G1
2025-12-03 08:00 | 35.7265 |  |  |  |  | 1340.2618 | 0 | bar: Availability G1
2025-12-03 09:00 | 33.7687 |  |  |  |  | 1340.2618 | 0 | bar: Availability G1
2025-12-03 10:00 | 32.1703 |  |  |  |  | 1340.2618 | 0 | bar: Availability G1
2025-12-03 11:00 | 31.0667 |  |  |  |  | 1340.2618 | 0 | bar: Availability G1
2025-12-03 12:00 | 30.2172 |  |  |  |  | 1340.2618 | 0 | bar: Availability G1
2025-12-03 13:00 | 29.0731 |  |  |  |  | 1340.2618 | 0 | bar: Availability G1
2025-12-03 14:00 | 29.0609 |  |  |  |  | 1340.2618 | 0 | bar: Availability G1
2025-12-03 15:00 | 30.2172 |  |  |  |  | 1340.2618 | 0 | bar: Availability G1
2025-12-03 16:00 | 33.0238 |  |  |  |  | 1340.2618 | 0 | bar: Availability G1
2025-12-03 17:00 | 47.9708 |  |  |  |  | 1340.2618 | 0 | bar: Availability G1
2025-12-03 18:00 | 48.7994 |  |  |  |  | 1340.2618 | 0 | bar: Availability G1
2025-12-03 19:00 | 48.7994 |  |  |  |  | 1340.2618 | 0 | bar: Availability G1
2025-12-03 20:00 | 44.6174 |  |  |  |  | 1340.2618 | 0 | bar: Availability G1
2025-12-03 21:00 | 36.5223 |  |  |  |  | 1340.2618 | 0 | bar: Availability G1
2025-12-03 22:00 | 31.8798 |  |  |  |  | 1340.2618 | 0 | bar: Availability G1
2025-12-03 23:00 | 30.9742 |  |  |  |  | 1340.2618 | 0 | bar: Availability G1
2025-12-04 | 28.9877 |  |  |  |  | 1340.2618 | 0 | bar: Availability G1
2025-12-04 01:00 | 27.1843 |  |  |  |  | 1340.2618 | 0 | bar: Availability G1
2025-12-04 02:00 | 26.4749 |  |  |  |  | 1340.2618 | 0 | bar: Availability G1
2025-12-04 03:00 | 26.3901 |  |  |  |  | 1340.2618 | 0 | bar: Availability G1
2025-12-04 04:00 | 26.4749 |  |  |  |  | 1340.2618 | 0 | bar: Availability G1
2025-12-04 05:00 | 27.8675 |  |  |  |  | 1340.2618 | 0 | bar: Availability G1
2025-12-04 06:00 | 38.8077 |  |  |  |  | 1340.2618 | 0 | bar: Availability G1
2025-12-04 07:00 | 43.0371 |  |  |  |  | 1340.2618 | 0 | bar: Availability G1
2025-12-04 08:00 | 40.4355 |  |  |  |  | 1340.2618 | 0 | bar: Availability G1
2025-12-04 09:00 | 33.1157 |  |  |  |  | 1340.2618 | 0 | bar: Availability G1
2025-12-04 10:00 | 31.8232 |  |  |  |  | 1340.2618 | 0 | bar: Availability G1
2025-12-04 11:00 | 27.573 |  |  |  |  | 1340.2618 | 0 | bar: Availability G1
2025-12-04 12:00 | 26.4749 |  |  |  |  | 1340.2618 | 0 | bar: Availability G1
2025-12-04 13:00 | 26.4749 |  |  |  |  | 1340.2618 | 0 | bar: Availability G1
2025-12-04 14:00 | 26.5546 |  |  |  |  | 1340.2618 | 0 | bar: Availability G1
2025-12-04 15:00 | 27.4143 |  |  |  |  | 1340.2618 | 0 | bar: Availability G1
2025-12-04 16:00 | 30.1476 |  |  |  |  | 1340.2618 | 0 | bar: Availability G1
2025-12-04 17:00 | 46.9815 |  |  |  |  | 1340.2618 | 0 | bar: Availability G1
2025-12-04 18:00 | 46.9815 |  |  |  |  | 1340.2618 | 0 | bar: Availability G1
2025-12-04 19:00 | 46.9815 |  |  |  |  | 1340.2618 | 0 | bar: Availability G1
2025-12-04 20:00 | 46.9815 |  |  |  |  | 1340.2618 | 0 | bar: Availability G1
2025-12-04 21:00 | 35.9275 |  |  |  |  | 1340.2618 | 0 | bar: Availability G1
2025-12-04 22:00 | 29.5165 |  |  |  |  | 1340.2618 | 0 | bar: Availability G1
2025-12-04 23:00 | 26.6997 |  |  |  |  | 1340.2618 | 0 | bar: Availability G1
2025-12-05 | 27.1843 |  |  |  |  | 1340.2618 | 0 | bar: Availability G1
2025-12-05 01:00 | 26.3501 |  |  |  |  | 1340.2618 | 0 | bar: Availability G1
2025-12-05 02:00 | 25.9466 |  |  |  |  | 1340.2618 | 0 | bar: Availability G1
2025-12-05 03:00 | 25.9466 |  |  |  |  | 1340.2618 | 0 | bar: Availability G1
2025-12-05 04:00 | 26.3901 |  |  |  |  | 1340.2618 | 0 | bar: Availability G1
2025-12-05 05:00 | 26.9 |  |  |  |  | 1340.2618 | 0 | bar: Availability G1
2025-12-05 06:00 | 31.8798 |  |  |  |  | 1340.2618 | 0 | bar: Availability G1
2025-12-05 07:00 | 47.9708 |  |  |  |  | 1340.2618 | 0 | bar: Availability G1
2025-12-05 08:00 | 43.0371 |  |  |  |  | 1340.2618 | 0 | bar: Availability G1
2025-12-05 09:00 | 36.1937 |  |  |  |  | 1340.2618 | 0 | bar: Availability G1
2025-12-05 10:00 | 31.8798 |  |  |  |  | 1340.2618 | 0 | bar: Availability G1
2025-12-05 11:00 | 29.0731 |  |  |  |  | 1340.2618 | 0 | bar: Availability G1
2025-12-05 12:00 | 28.7903 |  |  |  |  | 1340.2618 | 0 | bar: Availability G1
2025-12-05 13:00 | 27.63 |  |  |  |  | 1340.2618 | 0 | bar: Availability G1
2025-12-05 14:00 | 28.8854 |  |  |  |  | 1340.2618 | 0 | bar: Availability G1
2025-12-05 15:00 | 29.0062 |  |  |  |  | 1340.2618 | 0 | bar: Availability G1
2025-12-05 16:00 | 47.6519 |  |  |  |  | 1340.2618 | 0 | bar: Availability G1
2025-12-05 17:00 | 47.9708 |  |  |  |  | 1340.2618 | 0 | bar: Availability G1
2025-12-05 18:00 | 47.9708 |  |  |  |  | 1340.2618 | 0 | bar: Availability G1
2025-12-05 19:00 | 47.9708 |  |  |  |  | 1340.2618 | 0 | bar: Availability G1
2025-12-05 20:00 | 47.9708 |  |  |  |  | 1340.2618 | 0 | bar: Availability G1
2025-12-05 21:00 | 45.3306 |  |  |  |  | 1340.2618 | 0 | bar: Availability G1
2025-12-05 22:00 | 30.769 |  |  |  |  | 1340.2618 | 0 | bar: Availability G1
2025-12-05 23:00 | 28.5711 |  |  |  |  | 1340.2618 | 0 | bar: Availability G1
2025-12-06 | 26.6997 |  |  |  |  | 1340.2618 | 0 | bar: Availability G1
2025-12-06 01:00 | 26.6997 |  |  |  |  | 1340.2618 | 0 | bar: Availability G1
2025-12-06 02:00 | 26.3901 |  |  |  |  | 1340.2618 | 0 | bar: Availability G1
2025-12-06 03:00 | 25.9466 |  |  |  |  | 1340.2618 | 0 | bar: Availability G1
2025-12-06 04:00 | 26.3901 |  |  |  |  | 1340.2618 | 0 | bar: Availability G1
2025-12-06 05:00 | 29.6714 |  |  |  |  | 1340.2618 | 0 | bar: Availability G1
2025-12-06 06:00 | 38.8697 |  |  |  |  | 1340.2618 | 0 | bar: Availability G1
2025-12-06 07:00 | 42.3848 |  |  |  |  | 1340.2618 | 0 | bar: Availability G1
2025-12-06 08:00 | 32.352 |  |  |  |  | 1340.2618 | 0 | bar: Availability G1
2025-12-06 09:00 | 33.3554 |  |  |  |  | 1340.2618 | 0 | bar: Availability G1
2025-12-06 10:00 | 31.8798 |  |  |  |  | 1340.2618 | 0 | bar: Availability G1
2025-12-06 11:00 | 32.2895 |  |  |  |  | 1340.2618 | 0 | bar: Availability G1
2025-12-06 12:00 | 30.1939 |  |  |  |  | 1340.2618 | 0 | bar: Availability G1
2025-12-06 13:00 | 30.1939 |  |  |  |  | 1340.2618 | 0 | bar: Availability G1
2025-12-06 14:00 | 30.5174 |  |  |  |  | 1340.2618 | 0 | bar: Availability G1
2025-12-06 15:00 | 32.2587 |  |  |  |  | 1340.2618 | 0 | bar: Availability G1
2025-12-06 16:00 | 49.4933 |  |  |  |  | 1340.2618 | 0 | bar: Availability G1
2025-12-06 17:00 | 55.7121 |  |  |  |  | 1340.2618 | 0 | bar: Availability G1
2025-12-06 18:00 | 55.8548 |  |  |  |  | 1340.2618 | 0 | bar: Availability G1
2025-12-06 19:00 | 49.7558 |  |  |  |  | 1340.2618 | 0 | bar: Availability G1
2025-12-06 20:00 | 48.7994 |  |  |  |  | 1340.2618 | 0 | bar: Availability G1
2025-12-06 21:00 | 42.0927 |  |  |  |  | 1340.2618 | 0 | bar: Availability G1
2025-12-06 22:00 | 30.1889 |  |  |  |  | 1340.2618 | 0 | bar: Availability G1
2025-12-06 23:00 | 31.2375 |  |  |  |  | 1340.2618 | 0 | bar: Availability G1
2025-12-07 | 28.9253 |  |  |  |  | 1340.2618 | 0 | bar: Availability G1
2025-12-07 01:00 | 28.9253 |  |  |  |  | 1340.2618 | 0 | bar: Availability G1
2025-12-07 02:00 | 28.9253 |  |  |  |  | 1340.2618 | 0 | bar: Availability G1
2025-12-07 03:00 | 28.9253 |  |  |  |  | 1340.2618 | 0 | bar: Availability G1
2025-12-07 04:00 | 28.9253 |  |  |  |  | 1340.2618 | 0 | bar: Availability G1
2025-12-07 05:00 | 30.1819 |  |  |  |  | 1340.2618 | 0 | bar: Availability G1
2025-12-07 06:00 | 43.0371 |  |  |  |  | 1340.2618 | 0 | bar: Availability G1
2025-12-07 07:00 | 41.761 |  |  |  |  | 1340.2618 | 0 | bar: Availability G1
2025-12-07 08:00 | 42.1456 |  |  |  |  | 1340.2618 | 0 | bar: Availability G1
2025-12-07 09:00 | 38.8159 |  |  |  |  | 1340.2618 | 0 | bar: Availability G1
2025-12-07 10:00 | 37.0739 |  |  |  |  | 1340.2618 | 0 | bar: Availability G1
2025-12-07 11:00 | 41.6856 |  |  |  |  | 1340.2618 | 0 | bar: Availability G1
2025-12-07 12:00 | 32.8031 |  |  |  |  | 1340.2618 | 0 | bar: Availability G1
2025-12-07 13:00 | 28.9253 |  |  |  |  | 1340.2618 | 0 | bar: Availability G1
2025-12-07 14:00 | 28.9253 |  |  |  |  | 1340.2618 | 0 | bar: Availability G1
2025-12-07 15:00 | 29.0731 |  |  |  |  | 1340.2618 | 0 | bar: Availability G1
2025-12-07 16:00 | 42.837 |  |  |  |  | 1340.2618 | 0 | bar: Availability G1
2025-12-07 17:00 | 54.5348 |  |  |  |  | 1340.2618 | 0 | bar: Availability G1
2025-12-07 18:00 | 55.7545 |  |  |  |  | 1340.2618 | 0 | bar: Availability G1
2025-12-07 19:00 | 49.5268 |  |  |  |  | 1340.2618 | 0 | bar: Availability G1
2025-12-07 20:00 | 47.9708 |  |  |  |  | 1340.2618 | 0 | bar: Availability G1
2025-12-07 21:00 | 35.1675 |  |  |  |  | 1340.2618 | 0 | bar: Availability G1
2025-12-07 22:00 | 32.1656 |  |  |  |  | 1340.2618 | 0 | bar: Availability G1
2025-12-07 23:00 | 29.0609 |  |  |  |  | 1340.2618 | 0 | bar: Availability G1
2025-12-08 | 27.2368 |  |  |  |  | 1340.2618 | 0 | bar: Availability G1
2025-12-08 01:00 | 26.4869 |  |  |  |  | 1340.2618 | 0 | bar: Availability G1
2025-12-08 02:00 | 26.4869 |  |  |  |  | 1340.2618 | 0 | bar: Availability G1
2025-12-08 03:00 | 26.4749 |  |  |  |  | 1340.2618 | 0 | bar: Availability G1
2025-12-08 04:00 | 28.8854 |  |  |  |  | 1340.2618 | 0 | bar: Availability G1
2025-12-08 05:00 | 28.8854 |  |  |  |  | 1340.2618 | 0 | bar: Availability G1
2025-12-08 06:00 | 33.1157 |  |  |  |  | 1340.2618 | 0 | bar: Availability G1
2025-12-08 07:00 | 35.4594 |  |  |  |  | 1340.2618 | 0 | bar: Availability G1
2025-12-08 08:00 | 35.6058 |  |  |  |  | 1340.2618 | 0 | bar: Availability G1
2025-12-08 09:00 | 30.4936 |  |  |  |  | 1340.2618 | 0 | bar: Availability G1
2025-12-08 10:00 | 28.4313 |  |  |  |  | 1340.2618 | 0 | bar: Availability G1
2025-12-08 11:00 | 27.9218 |  |  |  |  | 1340.2618 | 0 | bar: Availability G1
2025-12-08 12:00 | 27.8398 |  |  |  |  | 1340.2618 | 0 | bar: Availability G1
2025-12-08 13:00 | 27.8398 |  |  |  |  | 1340.2618 | 0 | bar: Availability G1
2025-12-08 14:00 | 27.8398 |  |  |  |  | 1340.2618 | 0 | bar: Availability G1
2025-12-08 15:00 | 28.8854 |  |  |  |  | 1340.2618 | 0 | bar: Availability G1
2025-12-08 16:00 | 30.326 |  |  |  |  | 1340.2618 | 0 | bar: Availability G1
2025-12-08 17:00 | 38.0347 |  |  |  |  | 1340.2618 | 0 | bar: Availability G1
2025-12-08 18:00 | 46.0712 |  |  |  |  | 1340.2618 | 0 | bar: Availability G1
2025-12-08 19:00 | 44.287 |  |  |  |  | 1340.2618 | 0 | bar: Availability G1
2025-12-08 20:00 | 39.829 |  |  |  |  | 1340.2618 | 0 | bar: Availability G1
2025-12-08 21:00 | 30.0501 |  |  |  |  | 1340.2618 | 0 | bar: Availability G1
2025-12-08 22:00 | 28.8854 |  |  |  |  | 1340.2618 | 0 | bar: Availability G1
2025-12-08 23:00 | 26.4869 |  |  |  |  | 1340.2618 | 0 | bar: Availability G1
2025-12-09 | 27.573 |  |  |  |  | 1340.2618 | 0 | bar: Availability G1
2025-12-09 01:00 | 29.1591 |  |  |  |  | 1340.2618 | 0 | bar: Availability G1
2025-12-09 02:00 | 29.1591 |  |  |  |  | 1340.2618 | 0 | bar: Availability G1
2025-12-09 03:00 | 30.6582 |  |  |  |  | 1340.2618 | 0 | bar: Availability G1
2025-12-09 04:00 | 30.6886 |  |  |  |  | 1340.2618 | 0 | bar: Availability G1
2025-12-09 05:00 | 34.5009 |  |  |  |  | 1340.2618 | 0 | bar: Availability G1
2025-12-09 06:00 | 40.8223 |  |  |  |  | 1340.2618 | 0 | bar: Availability G1
2025-12-09 07:00 | 38.6826 |  |  |  |  | 1340.2618 | 0 | bar: Availability G1
2025-12-09 08:00 | 42.2059 |  |  |  |  | 1340.2618 | 0 | bar: Availability G1
2025-12-09 09:00 | 31.0667 |  |  |  |  | 1340.2618 | 0 | bar: Availability G1
2025-12-09 10:00 | 29.6036 |  |  |  |  | 1340.2618 | 0 | bar: Availability G1
2025-12-09 11:00 | 27.3097 |  |  |  |  | 1340.2618 | 0 | bar: Availability G1
2025-12-09 12:00 | 26.4749 |  |  |  |  | 1340.2618 | 0 | bar: Availability G1
2025-12-09 13:00 | 26.3901 |  |  |  |  | 1340.2618 | 0 | bar: Availability G1
2025-12-09 14:00 | 26.0604 |  |  |  |  | 1340.2618 | 0 | bar: Availability G1
2025-12-09 15:00 | 27.2488 |  |  |  |  | 1340.2618 | 0 | bar: Availability G1
2025-12-09 16:00 | 33.1166 |  |  |  |  | 1340.2618 | 0 | bar: Availability G1
2025-12-09 17:00 | 51.4076 |  |  |  |  | 1340.2618 | 0 | bar: Availability G1
2025-12-09 18:00 | 53.8846 |  |  |  |  | 1340.2618 | 0 | bar: Availability G1
2025-12-09 19:00 | 48.7994 |  |  |  |  | 1340.2618 | 0 | bar: Availability G1
2025-12-09 20:00 | 49.7558 |  |  |  |  | 1340.2618 | 0 | bar: Availability G1
2025-12-09 21:00 | 31.9085 |  |  |  |  | 1340.2618 | 0 | bar: Availability G1
2025-12-09 22:00 | 32.6014 |  |  |  |  | 1340.2618 | 0 | bar: Availability G1
2025-12-09 23:00 | 28.5711 |  |  |  |  | 1340.2618 | 0 | bar: Availability G1
2025-12-10 | 26.6997 |  |  |  |  | 1340.2618 | 0 | bar: Availability G1
2025-12-10 01:00 | 27.1843 |  |  |  |  | 1340.2618 | 0 | bar: Availability G1
2025-12-10 02:00 | 27.63 |  |  |  |  | 1340.2618 | 0 | bar: Availability G1
2025-12-10 03:00 | 28.431 |  |  |  |  | 1340.2618 | 0 | bar: Availability G1
2025-12-10 04:00 | 28.5711 |  |  |  |  | 1340.2618 | 0 | bar: Availability G1
2025-12-10 05:00 | 33.1157 |  |  |  |  | 1340.2618 | 0 | bar: Availability G1
2025-12-10 06:00 | 41.0515 |  |  |  |  | 1340.2618 | 0 | bar: Availability G1
2025-12-10 07:00 | 42.4874 |  |  |  |  | 1340.2618 | 0 | bar: Availability G1
2025-12-10 08:00 | 38.1496 |  |  |  |  | 1340.2618 | 0 | bar: Availability G1
2025-12-10 09:00 | 33.3474 |  |  |  |  | 1340.2618 | 0 | bar: Availability G1
2025-12-10 10:00 | 29.0609 |  |  |  |  | 1340.2618 | 0 | bar: Availability G1
2025-12-10 11:00 | 28.8854 |  |  |  |  | 1340.2618 | 0 | bar: Availability G1
2025-12-10 12:00 | 27.573 |  |  |  |  | 1340.2618 | 0 | bar: Availability G1
2025-12-10 13:00 | 28.5775 |  |  |  |  | 1340.2618 | 0 | bar: Availability G1
2025-12-10 14:00 | 27.573 |  |  |  |  | 1340.2618 | 0 | bar: Availability G1
2025-12-10 15:00 | 26.985 |  |  |  |  | 1340.2618 | 0 | bar: Availability G1
2025-12-10 16:00 | 30.326 |  |  |  |  | 1340.2618 | 0 | bar: Availability G1
2025-12-10 17:00 | 35.1777 |  |  |  |  | 1340.2618 | 0 | bar: Availability G1
2025-12-10 18:00 | 42.4874 |  |  |  |  | 1340.2618 | 0 | bar: Availability G1
2025-12-10 19:00 | 37.7184 |  |  |  |  | 1340.2618 | 0 | bar: Availability G1
2025-12-10 20:00 | 39.4215 |  |  |  |  | 1340.2618 | 0 | bar: Availability G1
2025-12-10 21:00 | 32.201 |  |  |  |  | 1340.2618 | 0 | bar: Availability G1
2025-12-10 22:00 | 31.0667 |  |  |  |  | 1340.2618 | 0 | bar: Availability G1
2025-12-10 23:00 | 28.7903 |  |  |  |  | 1340.2618 | 0 | bar: Availability G1
2025-12-11 | 28.8854 |  |  |  |  | 1340.2618 | 0 | bar: Availability G1
2025-12-11 01:00 | 26.5164 |  |  |  |  | 1340.2618 | 0 | bar: Availability G1
2025-12-11 02:00 | 26.4749 |  |  |  |  | 1340.2618 | 0 | bar: Availability G1
2025-12-11 03:00 | 26.9 |  |  |  |  | 1340.2618 | 0 | bar: Availability G1
2025-12-11 04:00 | 26.9 |  |  |  |  | 1340.2618 | 0 | bar: Availability G1
2025-12-11 05:00 | 29.0609 |  |  |  |  | 1340.2618 | 0 | bar: Availability G1
2025-12-11 06:00 | 41.6516 |  |  |  |  | 1340.2618 | 0 | bar: Availability G1
2025-12-11 07:00 | 36.377 |  |  |  |  | 1340.2618 | 0 | bar: Availability G1
2025-12-11 08:00 | 48.7994 |  |  |  |  | 1340.2618 | 0 | bar: Availability G1
2025-12-11 09:00 | 43.0371 |  |  |  |  | 1340.2618 | 0 | bar: Availability G1
2025-12-11 10:00 | 47.9708 |  |  |  |  | 1340.2618 | 0 | bar: Availability G1
2025-12-11 11:00 | 31.0667 |  |  |  |  | 1340.2618 | 0 | bar: Availability G1
2025-12-11 12:00 | 30.1889 |  |  |  |  | 1340.2618 | 0 | bar: Availability G1
2025-12-11 13:00 | 29.0609 |  |  |  |  | 1340.2618 | 0 | bar: Availability G1
2025-12-11 14:00 | 27.3097 |  |  |  |  | 1340.2618 | 0 | bar: Availability G1
2025-12-11 15:00 | 28.8854 |  |  |  |  | 1340.2618 | 0 | bar: Availability G1
2025-12-11 16:00 | 29.0609 |  |  |  |  | 1340.2618 | 0 | bar: Availability G1
2025-12-11 17:00 | 47.7099 |  |  |  |  | 1340.2618 | 0 | bar: Availability G1
2025-12-11 18:00 | 53.8846 |  |  |  |  | 1340.2618 | 0 | bar: Availability G1
2025-12-11 19:00 | 49.6771 |  |  |  |  | 1340.2618 | 0 | bar: Availability G1
2025-12-11 20:00 | 37.832 |  |  |  |  | 1340.2618 | 0 | bar: Availability G1
2025-12-11 21:00 | 35.8347 |  |  |  |  | 1340.2618 | 0 | bar: Availability G1
2025-12-11 22:00 | 32.2164 |  |  |  |  | 1340.2618 | 0 | bar: Availability G1
2025-12-11 23:00 | 30.877 |  |  |  |  | 1340.2618 | 0 | bar: Availability G1
2025-12-12 | 27.2368 |  |  |  |  | 1340.2618 | 0 | bar: Availability G1
2025-12-12 01:00 | 27.8058 |  |  |  |  | 1340.2618 | 0 | bar: Availability G1
2025-12-12 02:00 | 27.1265 |  |  |  |  | 1340.2618 | 0 | bar: Availability G1
2025-12-12 03:00 | 27.0954 |  |  |  |  | 1340.2618 | 0 | bar: Availability G1
2025-12-12 04:00 | 26.6287 |  |  |  |  | 1340.2618 | 0 | bar: Availability G1
2025-12-12 05:00 | 31.6522 |  |  |  |  | 1340.2618 | 0 | bar: Availability G1
2025-12-12 06:00 | 30.929 |  |  |  |  | 1340.2618 | 0 | bar: Availability G1
2025-12-12 07:00 | 27.9218 |  |  |  |  | 1340.2618 | 0 | bar: Availability G1
2025-12-12 08:00 | 34.1274 |  |  |  |  | 1340.2618 | 0 | bar: Availability G1
2025-12-12 09:00 | 32.6621 |  |  |  |  | 1340.2618 | 0 | bar: Availability G1
2025-12-12 10:00 | 27.573 |  |  |  |  | 1340.2618 | 0 | bar: Availability G1
2025-12-12 11:00 | 26.4749 |  |  |  |  | 1340.2618 | 0 | bar: Availability G1
2025-12-12 12:00 | 26.4749 |  |  |  |  | 1340.2618 | 0 | bar: Availability G1
2025-12-12 13:00 | 26.4749 |  |  |  |  | 1340.2618 | 0 | bar: Availability G1
2025-12-12 14:00 | 26.3492 |  |  |  |  | 1340.2618 | 0 | bar: Availability G1
2025-12-12 15:00 | 26.4749 |  |  |  |  | 1340.2618 | 0 | bar: Availability G1
2025-12-12 16:00 | 29.2101 |  |  |  |  | 1340.2618 | 0 | bar: Availability G1
2025-12-12 17:00 | 43.0371 |  |  |  |  | 1340.2618 | 0 | bar: Availability G1
2025-12-12 18:00 | 40.1235 |  |  |  |  | 1340.2618 | 0 | bar: Availability G1
2025-12-12 19:00 | 30.6449 |  |  |  |  | 1340.2618 | 0 | bar: Availability G1
2025-12-12 20:00 | 33.0395 |  |  |  |  | 1340.2618 | 0 | bar: Availability G1
2025-12-12 21:00 | 30.6449 |  |  |  |  | 1340.2618 | 0 | bar: Availability G1
2025-12-12 22:00 | 29.0177 |  |  |  |  | 1340.2618 | 0 | bar: Availability G1
2025-12-12 23:00 | 28.9322 |  |  |  |  | 1340.2618 | 0 | bar: Availability G1
2025-12-13 | 26.9 |  |  |  |  | 1340.2618 | 0 | bar: Availability G1
2025-12-13 01:00 | 26.4965 |  |  |  |  | 1340.2618 | 0 | bar: Availability G1
2025-12-13 02:00 | 26.9 |  |  |  |  | 1340.2618 | 0 | bar: Availability G1
2025-12-13 03:00 | 26.9 |  |  |  |  | 1340.2618 | 0 | bar: Availability G1
2025-12-13 04:00 | 27.624 |  |  |  |  | 1340.2618 | 0 | bar: Availability G1
2025-12-13 05:00 | 28.8854 |  |  |  |  | 1340.2618 | 0 | bar: Availability G1
2025-12-13 06:00 | 34.2505 |  |  |  |  | 1340.2618 | 0 | bar: Availability G1
2025-12-13 07:00 | 36.3845 |  |  |  |  | 1340.2618 | 0 | bar: Availability G1
2025-12-13 08:00 | 36.6871 |  |  |  |  | 1340.2618 | 0 | bar: Availability G1
2025-12-13 09:00 | 35.5955 |  |  |  |  | 1340.2618 | 0 | bar: Availability G1
2025-12-13 10:00 | 29.2877 |  |  |  |  | 1340.2618 | 0 | bar: Availability G1
2025-12-13 11:00 | 29.0609 |  |  |  |  | 1340.2618 | 0 | bar: Availability G1
2025-12-13 12:00 | 26.3418 |  |  |  |  | 1340.2618 | 0 | bar: Availability G1
2025-12-13 13:00 | 26.345 |  |  |  |  | 1340.2618 | 0 | bar: Availability G1
2025-12-13 14:00 | 25.9164 |  |  |  |  | 1340.2618 | 0 | bar: Availability G1
2025-12-13 15:00 | 26.3901 |  |  |  |  | 1340.2618 | 0 | bar: Availability G1
2025-12-13 16:00 | 48.7994 |  |  |  |  | 1340.2618 | 0 | bar: Availability G1
2025-12-13 17:00 | 48.9273 |  |  |  |  | 1340.2618 | 0 | bar: Availability G1
2025-12-13 18:00 | 49.4933 |  |  |  |  | 1340.2618 | 0 | bar: Availability G1
2025-12-13 19:00 | 49.4933 |  |  |  |  | 1340.2618 | 0 | bar: Availability G1
2025-12-13 20:00 | 43.1246 |  |  |  |  | 1340.2618 | 0 | bar: Availability G1
2025-12-13 21:00 | 32.6648 |  |  |  |  | 1340.2618 | 0 | bar: Availability G1
2025-12-13 22:00 | 28.8854 |  |  |  |  | 1340.2618 | 0 | bar: Availability G1
2025-12-13 23:00 | 26.6997 |  |  |  |  | 1340.2618 | 0 | bar: Availability G1
2025-12-14 | 25.2914 |  |  |  |  | 1340.2618 | 0 | bar: Availability G1
2025-12-14 01:00 | 25.0068 |  |  |  |  | 1340.2618 | 0 | bar: Availability G1
2025-12-14 02:00 | 25.2914 |  |  |  |  | 1340.2618 | 0 | bar: Availability G1
2025-12-14 03:00 | 25.9466 |  |  |  |  | 1340.2618 | 0 | bar: Availability G1
2025-12-14 04:00 | 25.9549 |  |  |  |  | 1340.2618 | 0 | bar: Availability G1
2025-12-14 05:00 | 25.2914 |  |  |  |  | 1340.2618 | 0 | bar: Availability G1
2025-12-14 06:00 | 35.5906 |  |  |  |  | 1340.2618 | 0 | bar: Availability G1
2025-12-14 07:00 | 36.5348 |  |  |  |  | 1340.2618 | 0 | bar: Availability G1
2025-12-14 08:00 | 45.0335 |  |  |  |  | 1340.2618 | 0 | bar: Availability G1
2025-12-14 09:00 | 43.0371 |  |  |  |  | 1340.2618 | 0 | bar: Availability G1
2025-12-14 10:00 | 33.1157 |  |  |  |  | 1340.2618 | 0 | bar: Availability G1
2025-12-14 11:00 | 47.9708 |  |  |  |  | 1340.2618 | 0 | bar: Availability G1
2025-12-14 12:00 | 46.3535 |  |  |  |  | 1340.2618 | 0 | bar: Availability G1
2025-12-14 13:00 | 29.3035 |  |  |  |  | 1340.2618 | 0 | bar: Availability G1
2025-12-14 14:00 | 29.0731 |  |  |  |  | 1340.2618 | 0 | bar: Availability G1
2025-12-14 15:00 | 31.7806 |  |  |  |  | 1340.2618 | 0 | bar: Availability G1
2025-12-14 16:00 | 43.0371 |  |  |  |  | 1340.2618 | 0 | bar: Availability G1
2025-12-14 17:00 | 49.5981 |  |  |  |  | 1340.2618 | 0 | bar: Availability G1
2025-12-14 18:00 | 55.1647 |  |  |  |  | 1340.2618 | 0 | bar: Availability G1
2025-12-14 19:00 | 47.9708 |  |  |  |  | 1340.2618 | 0 | bar: Availability G1
2025-12-14 20:00 | 37.8577 |  |  |  |  | 1340.2618 | 0 | bar: Availability G1
2025-12-14 21:00 | 33.1157 |  |  |  |  | 1340.2618 | 0 | bar: Availability G1
2025-12-14 22:00 | 28.5529 |  |  |  |  | 1340.2618 | 0 | bar: Availability G1
2025-12-14 23:00 | 28.5711 |  |  |  |  | 1340.2618 | 0 | bar: Availability G1
2025-12-15 | 26.6287 |  |  |  |  | 1340.2618 | 0 | bar: Availability G1
2025-12-15 01:00 | 26.4965 |  |  |  |  | 1340.2618 | 0 | bar: Availability G1
2025-12-15 02:00 | 26.0862 |  |  |  |  | 1340.2618 | 0 | bar: Availability G1
2025-12-15 03:00 | 25.0068 |  |  |  |  | 1340.2618 | 0 | bar: Availability G1
2025-12-15 04:00 | 26.4965 |  |  |  |  | 1340.2618 | 0 | bar: Availability G1
2025-12-15 05:00 | 27.2368 |  |  |  |  | 1340.2618 | 0 | bar: Availability G1
2025-12-15 06:00 | 32.6464 |  |  |  |  | 1340.2618 | 0 | bar: Availability G1
2025-12-15 07:00 | 30.5679 |  |  |  |  | 1340.2618 | 0 | bar: Availability G1
2025-12-15 08:00 | 36.9226 |  |  |  |  | 1340.2618 | 0 | bar: Availability G1
2025-12-15 09:00 | 35.5955 |  |  |  |  | 1340.2618 | 0 | bar: Availability G1
2025-12-15 10:00 | 31.8798 |  |  |  |  | 1340.2618 | 0 | bar: Availability G1
2025-12-15 11:00 | 28.7194 |  |  |  |  | 1340.2618 | 0 | bar: Availability G1
2025-12-15 12:00 | 26.4835 |  |  |  |  | 1340.2618 | 0 | bar: Availability G1
2025-12-15 13:00 | 26.4127 |  |  |  |  | 1340.2618 | 0 | bar: Availability G1
2025-12-15 14:00 | 26.3418 |  |  |  |  | 1340.2618 | 0 | bar: Availability G1
2025-12-15 15:00 | 25.2914 |  |  |  |  | 1340.2618 | 0 | bar: Availability G1
2025-12-15 16:00 | 26.4749 |  |  |  |  | 1340.2618 | 0 | bar: Availability G1
2025-12-15 17:00 | 29.6197 |  |  |  |  | 1340.2618 | 0 | bar: Availability G1
2025-12-15 18:00 | 48.7994 |  |  |  |  | 1340.2618 | 0 | bar: Availability G1
2025-12-15 19:00 | 44.195 |  |  |  |  | 1340.2618 | 0 | bar: Availability G1
2025-12-15 20:00 | 31.8798 |  |  |  |  | 1340.2618 | 0 | bar: Availability G1
2025-12-15 21:00 | 29.9204 |  |  |  |  | 1340.2618 | 0 | bar: Availability G1
2025-12-15 22:00 | 26.7543 |  |  |  |  | 1340.2618 | 0 | bar: Availability G1
2025-12-15 23:00 | 25.2914 |  |  |  |  | 1340.2618 | 0 | bar: Availability G1
2025-12-16 | 24.7801 |  |  |  |  | 1340.2618 | 0 | bar: Availability G1
2025-12-16 01:00 | 24.5813 |  |  |  |  | 1340.2618 | 0 | bar: Availability G1
2025-12-16 02:00 | 24.7801 |  |  |  |  | 1340.2618 | 0 | bar: Availability G1
2025-12-16 03:00 | 26.3901 |  |  |  |  | 1340.2618 | 0 | bar: Availability G1
2025-12-16 04:00 | 29.1873 |  |  |  |  | 1340.2618 | 0 | bar: Availability G1
2025-12-16 05:00 | 33.0759 |  |  |  |  | 1340.2618 | 0 | bar: Availability G1
2025-12-16 06:00 | 47.9708 |  |  |  |  | 1340.2618 | 0 | bar: Availability G1
2025-12-16 07:00 | 46.4554 |  |  |  |  | 1340.2618 | 0 | bar: Availability G1
2025-12-16 08:00 | 48.7994 |  |  |  |  | 1340.2618 | 0 | bar: Availability G1
2025-12-16 09:00 | 53.5801 |  |  |  |  | 1340.2618 | 0 | bar: Availability G1
2025-12-16 10:00 | 53.8345 |  |  |  |  | 1340.2618 | 0 | bar: Availability G1
2025-12-16 11:00 | 49.7558 |  |  |  |  | 1340.2618 | 0 | bar: Availability G1
2025-12-16 12:00 | 49.4933 |  |  |  |  | 1340.2618 | 0 | bar: Availability G1
2025-12-16 13:00 | 49.4933 |  |  |  |  | 1340.2618 | 0 | bar: Availability G1
2025-12-16 14:00 | 43.0371 |  |  |  |  | 1340.2618 | 0 | bar: Availability G1
2025-12-16 15:00 | 29.0609 |  |  |  |  | 1340.2618 | 0 | bar: Availability G1
2025-12-16 16:00 | 43.3836 |  |  |  |  | 1340.2618 | 0 | bar: Availability G1
2025-12-16 17:00 | 50.5353 |  |  |  |  | 1340.2618 | 0 | bar: Availability G1
2025-12-16 18:00 | 52.8559 |  |  |  |  | 1340.2618 | 0 | bar: Availability G1
2025-12-16 19:00 | 49.0305 |  |  |  |  | 1340.2618 | 0 | bar: Availability G1
2025-12-16 20:00 | 45.8481 |  |  |  |  | 1340.2618 | 0 | bar: Availability G1
2025-12-16 21:00 | 30.1889 |  |  |  |  | 1340.2618 | 0 | bar: Availability G1
2025-12-16 22:00 | 29.0609 |  |  |  |  | 1340.2618 | 0 | bar: Availability G1
2025-12-16 23:00 | 28.3922 |  |  |  |  | 1340.2618 | 0 | bar: Availability G1
2025-12-17 | 25.0068 |  |  |  |  | 1340.2618 | 0 | bar: Availability G1
2025-12-17 01:00 | 24.7801 |  |  |  |  | 1340.2618 | 0 | bar: Availability G1
2025-12-17 02:00 | 25.3667 |  |  |  |  | 1340.2618 | 0 | bar: Availability G1
2025-12-17 03:00 | 26.4869 |  |  |  |  | 1340.2618 | 0 | bar: Availability G1
2025-12-17 04:00 | 27.1843 |  |  |  |  | 1340.2618 | 0 | bar: Availability G1
2025-12-17 05:00 | 31.8798 |  |  |  |  | 1340.2618 | 0 | bar: Availability G1
2025-12-17 06:00 | 55.0875 |  |  |  |  | 1340.2618 | 0 | bar: Availability G1
2025-12-17 07:00 | 49.4933 |  |  |  |  | 1340.2618 | 0 | bar: Availability G1
2025-12-17 08:00 | 47.9708 |  |  |  |  | 1340.2618 | 0 | bar: Availability G1
2025-12-17 09:00 | 52.7705 |  |  |  |  | 1340.2618 | 0 | bar: Availability G1
2025-12-17 10:00 | 52.7705 |  |  |  |  | 1340.2618 | 0 | bar: Availability G1
2025-12-17 11:00 | 52.029 |  |  |  |  | 1340.2618 | 0 | bar: Availability G1
2025-12-17 12:00 | 47.9708 |  |  |  |  | 1340.2618 | 0 | bar: Availability G1
2025-12-17 13:00 | 43.0371 |  |  |  |  | 1340.2618 | 0 | bar: Availability G1
2025-12-17 14:00 | 29.1591 |  |  |  |  | 1340.2618 | 0 | bar: Availability G1
2025-12-17 15:00 | 30.6167 |  |  |  |  | 1340.2618 | 0 | bar: Availability G1
2025-12-17 16:00 | 47.9708 |  |  |  |  | 1340.2618 | 0 | bar: Availability G1
2025-12-17 17:00 | 55.1647 |  |  |  |  | 1340.2618 | 0 | bar: Availability G1
2025-12-17 18:00 | 57.4126 |  |  |  |  | 1340.2618 | 0 | bar: Availability G1
2025-12-17 19:00 | 54.5787 |  |  |  |  | 1340.2618 | 0 | bar: Availability G1
2025-12-17 20:00 | 50.6808 |  |  |  |  | 1340.2618 | 0 | bar: Availability G1
2025-12-17 21:00 | 42.1028 |  |  |  |  | 1340.2618 | 0 | bar: Availability G1
2025-12-17 22:00 | 31.0667 |  |  |  |  | 1340.2618 | 0 | bar: Availability G1
2025-12-17 23:00 | 28.8854 |  |  |  |  | 1340.2618 | 0 | bar: Availability G1
2025-12-18 | 29.7102 |  |  |  |  | 1340.2618 | 0 | bar: Availability G1
2025-12-18 01:00 | 29.7102 |  |  |  |  | 1340.2618 | 0 | bar: Availability G1
2025-12-18 02:00 | 28.8854 |  |  |  |  | 1340.2618 | 0 | bar: Availability G1
2025-12-18 03:00 | 28.8613 |  |  |  |  | 1340.2618 | 0 | bar: Availability G1
2025-12-18 04:00 | 28.8854 |  |  |  |  | 1340.2618 | 0 | bar: Availability G1
2025-12-18 05:00 | 31.0667 |  |  |  |  | 1340.2618 | 0 | bar: Availability G1
2025-12-18 06:00 | 39.0734 |  |  |  |  | 1340.2618 | 0 | bar: Availability G1
2025-12-18 07:00 | 37.5768 |  |  |  |  | 1340.2618 | 0 | bar: Availability G1
2025-12-18 08:00 | 35.3759 |  |  |  |  | 1340.2618 | 0 | bar: Availability G1
2025-12-18 09:00 | 33.0506 |  |  |  |  | 1340.2618 | 0 | bar: Availability G1
2025-12-18 10:00 | 33.0238 |  |  |  |  | 1340.2618 | 0 | bar: Availability G1
2025-12-18 11:00 | 31.0667 |  |  |  |  | 1340.2618 | 0 | bar: Availability G1
2025-12-18 12:00 | 31.0667 |  |  |  |  | 1340.2618 | 0 | bar: Availability G1
2025-12-18 13:00 | 29.2101 |  |  |  |  | 1340.2618 | 0 | bar: Availability G1
2025-12-18 14:00 | 29.0609 |  |  |  |  | 1340.2618 | 0 | bar: Availability G1
2025-12-18 15:00 | 29.087 |  |  |  |  | 1340.2618 | 0 | bar: Availability G1
2025-12-18 16:00 | 32.201 |  |  |  |  | 1340.2618 | 0 | bar: Availability G1
2025-12-18 17:00 | 46.0712 |  |  |  |  | 1340.2618 | 0 | bar: Availability G1
2025-12-18 18:00 | 50.1665 |  |  |  |  | 1340.2618 | 0 | bar: Availability G1
2025-12-18 19:00 | 49.4933 |  |  |  |  | 1340.2618 | 0 | bar: Availability G1
2025-12-18 20:00 | 40.5034 |  |  |  |  | 1340.2618 | 0 | bar: Availability G1
2025-12-18 21:00 | 32.201 |  |  |  |  | 1340.2618 | 0 | bar: Availability G1
2025-12-18 22:00 | 32.7499 |  |  |  |  | 1340.2618 | 0 | bar: Availability G1
2025-12-18 23:00 | 30.1476 |  |  |  |  | 1340.2618 | 0 | bar: Availability G1
2025-12-19 | 29.4479 |  |  |  |  | 1340.2618 | 0 | bar: Availability G1
2025-12-19 01:00 | 28.8613 |  |  |  |  | 1340.2618 | 0 | bar: Availability G1
2025-12-19 02:00 | 27.6558 |  |  |  |  | 1340.2618 | 0 | bar: Availability G1
2025-12-19 03:00 | 27.6558 |  |  |  |  | 1340.2618 | 0 | bar: Availability G1
2025-12-19 04:00 | 28.9877 |  |  |  |  | 1340.2618 | 0 | bar: Availability G1
2025-12-19 05:00 | 32.1703 |  |  |  |  | 1340.2618 | 0 | bar: Availability G1
2025-12-19 06:00 | 36.2058 |  |  |  |  | 1340.2618 | 0 | bar: Availability G1
2025-12-19 07:00 | 43.0535 |  |  |  |  | 1340.2618 | 0 | bar: Availability G1
2025-12-19 08:00 | 39.3032 |  |  |  |  | 1340.2618 | 0 | bar: Availability G1
2025-12-19 09:00 | 35.5955 |  |  |  |  | 1340.2618 | 0 | bar: Availability G1
2025-12-19 10:00 | 38.3127 |  |  |  |  | 1340.2618 | 0 | bar: Availability G1
2025-12-19 11:00 | 32.1588 |  |  |  |  | 1340.2618 | 0 | bar: Availability G1
2025-12-19 12:00 | 31.0667 |  |  |  |  | 1340.2618 | 0 | bar: Availability G1
2025-12-19 13:00 | 30.138 |  |  |  |  | 1340.2618 | 0 | bar: Availability G1
2025-12-19 14:00 | 29.4292 |  |  |  |  | 1340.2618 | 0 | bar: Availability G1
2025-12-19 15:00 | 29.0609 |  |  |  |  | 1340.2618 | 0 | bar: Availability G1
2025-12-19 16:00 | 34.2385 |  |  |  |  | 1340.2618 | 0 | bar: Availability G1
2025-12-19 17:00 | 48.5341 |  |  |  |  | 1340.2618 | 0 | bar: Availability G1
2025-12-19 18:00 | 47.806 |  |  |  |  | 1340.2618 | 0 | bar: Availability G1
2025-12-19 19:00 | 41.4986 |  |  |  |  | 1340.2618 | 0 | bar: Availability G1
2025-12-19 20:00 | 37.3561 |  |  |  |  | 1340.2618 | 0 | bar: Availability G1
2025-12-19 21:00 | 34.1259 |  |  |  |  | 1340.2618 | 0 | bar: Availability G1
2025-12-19 22:00 | 28.5529 |  |  |  |  | 1340.2618 | 0 | bar: Availability G1
2025-12-19 23:00 | 26.4749 |  |  |  |  | 1340.2618 | 0 | bar: Availability G1
2025-12-20 | 26.4749 |  |  |  |  | 1340.2618 | 0 | bar: Availability G1
2025-12-20 01:00 | 26.4749 |  |  |  |  | 1340.2618 | 0 | bar: Availability G1
2025-12-20 02:00 | 26.4749 |  |  |  |  | 1340.2618 | 0 | bar: Availability G1
2025-12-20 03:00 | 26.3901 |  |  |  |  | 1340.2618 | 0 | bar: Availability G1
2025-12-20 04:00 | 26.4749 |  |  |  |  | 1340.2618 | 0 | bar: Availability G1
2025-12-20 05:00 | 26.4749 |  |  |  |  | 1340.2618 | 0 | bar: Availability G1
2025-12-20 06:00 | 31.4285 |  |  |  |  | 1340.2618 | 0 | bar: Availability G1
2025-12-20 07:00 | 41.1751 |  |  |  |  | 1340.2618 | 0 | bar: Availability G1
2025-12-20 08:00 | 43.9211 |  |  |  |  | 1340.2618 | 0 | bar: Availability G1
2025-12-20 09:00 | 47.0445 |  |  |  |  | 1340.2618 | 0 | bar: Availability G1
2025-12-20 10:00 | 38.1496 |  |  |  |  | 1340.2618 | 0 | bar: Availability G1
2025-12-20 11:00 | 31.9085 |  |  |  |  | 1340.2618 | 0 | bar: Availability G1
2025-12-20 12:00 | 30.2172 |  |  |  |  | 1340.2618 | 0 | bar: Availability G1
2025-12-20 13:00 | 29.0731 |  |  |  |  | 1340.2618 | 0 | bar: Availability G1
2025-12-20 14:00 | 29.0609 |  |  |  |  | 1340.2618 | 0 | bar: Availability G1
2025-12-20 15:00 | 28.9877 |  |  |  |  | 1340.2618 | 0 | bar: Availability G1
2025-12-20 16:00 | 31.7332 |  |  |  |  | 1340.2618 | 0 | bar: Availability G1
2025-12-20 17:00 | 46.2237 |  |  |  |  | 1340.2618 | 0 | bar: Availability G1
2025-12-20 18:00 | 46.2237 |  |  |  |  | 1340.2618 | 0 | bar: Availability G1
2025-12-20 19:00 | 43.2134 |  |  |  |  | 1340.2618 | 0 | bar: Availability G1
2025-12-20 20:00 | 40.1478 |  |  |  |  | 1340.2618 | 0 | bar: Availability G1
2025-12-20 21:00 | 34.5296 |  |  |  |  | 1340.2618 | 0 | bar: Availability G1
2025-12-20 22:00 | 30.5679 |  |  |  |  | 1340.2618 | 0 | bar: Availability G1
2025-12-20 23:00 | 26.7112 |  |  |  |  | 1340.2618 | 0 | bar: Availability G1
2025-12-21 | 28.8854 |  |  |  |  | 1340.2618 | 0 | bar: Availability G1
2025-12-21 01:00 | 28.8854 |  |  |  |  | 1340.2618 | 0 | bar: Availability G1
2025-12-21 02:00 | 26.6287 |  |  |  |  | 1340.2618 | 0 | bar: Availability G1
2025-12-21 03:00 | 25.0068 |  |  |  |  | 1340.2618 | 0 | bar: Availability G1
2025-12-21 04:00 | 25.2914 |  |  |  |  | 1340.2618 | 0 | bar: Availability G1
2025-12-21 05:00 | 33.2799 |  |  |  |  | 1340.2618 | 0 | bar: Availability G1
2025-12-21 06:00 | 36.2059 |  |  |  |  | 1340.2618 | 0 | bar: Availability G1
2025-12-21 07:00 | 28.5643 |  |  |  |  | 1340.2618 | 0 | bar: Availability G1
2025-12-21 08:00 | 31.1578 |  |  |  |  | 1340.2618 | 0 | bar: Availability G1
2025-12-21 09:00 | 35.0263 |  |  |  |  | 1340.2618 | 0 | bar: Availability G1
2025-12-21 10:00 | 35.397 |  |  |  |  | 1340.2618 | 0 | bar: Availability G1
2025-12-21 11:00 | 29.0731 |  |  |  |  | 1340.2618 | 0 | bar: Availability G1
2025-12-21 12:00 | 28.8854 |  |  |  |  | 1340.2618 | 0 | bar: Availability G1
2025-12-21 13:00 | 28.8854 |  |  |  |  | 1340.2618 | 0 | bar: Availability G1
2025-12-21 14:00 | 27.2368 |  |  |  |  | 1340.2618 | 0 | bar: Availability G1
2025-12-21 15:00 | 28.6485 |  |  |  |  | 1340.2618 | 0 | bar: Availability G1
2025-12-21 16:00 | 29.0609 |  |  |  |  | 1340.2618 | 0 | bar: Availability G1
2025-12-21 17:00 | 36.0949 |  |  |  |  | 1340.2618 | 0 | bar: Availability G1
2025-12-21 18:00 | 45.6577 |  |  |  |  | 1340.2618 | 0 | bar: Availability G1
2025-12-21 19:00 | 45.6577 |  |  |  |  | 1340.2618 | 0 | bar: Availability G1
2025-12-21 20:00 | 36.1795 |  |  |  |  | 1340.2618 | 0 | bar: Availability G1
2025-12-21 21:00 | 29.6238 |  |  |  |  | 1340.2618 | 0 | bar: Availability G1
2025-12-21 22:00 | 31.8798 |  |  |  |  | 1340.2618 | 0 | bar: Availability G1
2025-12-21 23:00 | 29.0609 |  |  |  |  | 1340.2618 | 0 | bar: Availability G1
2025-12-22 | 28.8854 |  |  |  |  | 1340.2618 | 0 | bar: Availability G1
2025-12-22 01:00 | 28.8854 |  |  |  |  | 1340.2618 | 0 | bar: Availability G1
2025-12-22 02:00 | 31.8798 |  |  |  |  | 1340.2618 | 0 | bar: Availability G1
2025-12-22 03:00 | 33.3474 |  |  |  |  | 1340.2618 | 0 | bar: Availability G1
2025-12-22 04:00 | 32.7381 |  |  |  |  | 1340.2618 | 0 | bar: Availability G1
2025-12-22 05:00 | 43.0371 |  |  |  |  | 1340.2618 | 0 | bar: Availability G1
2025-12-22 06:00 | 34.2204 |  |  |  |  | 1340.2618 | 0 | bar: Availability G1
2025-12-22 07:00 | 40.793 |  |  |  |  | 1340.2618 | 0 | bar: Availability G1
2025-12-22 08:00 | 36.9226 |  |  |  |  | 1340.2618 | 0 | bar: Availability G1
2025-12-22 09:00 | 37.0739 |  |  |  |  | 1340.2618 | 0 | bar: Availability G1
2025-12-22 10:00 | 32.7518 |  |  |  |  | 1340.2618 | 0 | bar: Availability G1
2025-12-22 11:00 | 31.9085 |  |  |  |  | 1340.2618 | 0 | bar: Availability G1
2025-12-22 12:00 | 31.0667 |  |  |  |  | 1340.2618 | 0 | bar: Availability G1
2025-12-22 13:00 | 31.0667 |  |  |  |  | 1340.2618 | 0 | bar: Availability G1
2025-12-22 14:00 | 31.0667 |  |  |  |  | 1340.2618 | 0 | bar: Availability G1
2025-12-22 15:00 | 31.8798 |  |  |  |  | 1340.2618 | 0 | bar: Availability G1
2025-12-22 16:00 | 34.899 |  |  |  |  | 1340.2618 | 0 | bar: Availability G1
2025-12-22 17:00 | 42.3501 |  |  |  |  | 1340.2618 | 0 | bar: Availability G1
2025-12-22 18:00 | 53.8351 |  |  |  |  | 1340.2618 | 0 | bar: Availability G1
2025-12-22 19:00 | 49.191 |  |  |  |  | 1340.2618 | 0 | bar: Availability G1
2025-12-22 20:00 | 45.1089 |  |  |  |  | 1340.2618 | 0 | bar: Availability G1
2025-12-22 21:00 | 34.899 |  |  |  |  | 1340.2618 | 0 | bar: Availability G1
2025-12-22 22:00 | 33.4459 |  |  |  |  | 1340.2618 | 0 | bar: Availability G1
2025-12-22 23:00 | 31.1782 |  |  |  |  | 1340.2618 | 0 | bar: Availability G1
2025-12-23 | 29.0609 |  |  |  |  | 1340.2618 | 0 | bar: Availability G1
2025-12-23 01:00 | 29.0609 |  |  |  |  | 1340.2618 | 0 | bar: Availability G1
2025-12-23 02:00 | 29.0609 |  |  |  |  | 1340.2618 | 0 | bar: Availability G1
2025-12-23 03:00 | 29.0609 |  |  |  |  | 1340.2618 | 0 | bar: Availability G1
2025-12-23 04:00 | 29.0609 |  |  |  |  | 1340.2618 | 0 | bar: Availability G1
2025-12-23 05:00 | 33.0238 |  |  |  |  | 1340.2618 | 0 | bar: Availability G1
2025-12-23 06:00 | 47.9708 |  |  |  |  | 1340.2618 | 0 | bar: Availability G1
2025-12-23 07:00 | 47.9708 |  |  |  |  | 1340.2618 | 0 | bar: Availability G1
2025-12-23 08:00 | 38.1496 |  |  |  |  | 1340.2618 | 0 | bar: Availability G1
2025-12-23 09:00 | 36.2835 |  |  |  |  | 1340.2618 | 0 | bar: Availability G1
2025-12-23 10:00 | 32.1703 |  |  |  |  | 1340.2618 | 0 | bar: Availability G1
2025-12-23 11:00 | 29.0609 |  |  |  |  | 1340.2618 | 0 | bar: Availability G1
2025-12-23 12:00 | 28.8854 |  |  |  |  | 1340.2618 | 0 | bar: Availability G1
2025-12-23 13:00 | 28.8854 |  |  |  |  | 1340.2618 | 0 | bar: Availability G1
2025-12-23 14:00 | 28.8854 |  |  |  |  | 1340.2618 | 0 | bar: Availability G1
2025-12-23 15:00 | 29.0609 |  |  |  |  | 1340.2618 | 0 | bar: Availability G1
2025-12-23 16:00 | 32.1703 |  |  |  |  | 1340.2618 | 0 | bar: Availability G1
2025-12-23 17:00 | 46.0711 |  |  |  |  | 1340.2618 | 0 | bar: Availability G1
2025-12-23 18:00 | 46.0711 |  |  |  |  | 1340.2618 | 0 | bar: Availability G1
2025-12-23 19:00 | 46.0711 |  |  |  |  | 1340.2618 | 0 | bar: Availability G1
2025-12-23 20:00 | 38.1536 |  |  |  |  | 1340.2618 | 0 | bar: Availability G1
2025-12-23 21:00 | 34.2385 |  |  |  |  | 1340.2618 | 0 | bar: Availability G1
2025-12-23 22:00 | 28.8854 |  |  |  |  | 1340.2618 | 0 | bar: Availability G1
2025-12-23 23:00 | 26.4749 |  |  |  |  | 1340.2618 | 0 | bar: Availability G1
2025-12-24 | 28.8854 |  |  |  |  | 1340.2618 | 0 | bar: Availability G1
2025-12-24 01:00 | 28.8854 |  |  |  |  | 1340.2618 | 0 | bar: Availability G1
2025-12-24 02:00 | 29.3035 |  |  |  |  | 1340.2618 | 0 | bar: Availability G1
2025-12-24 03:00 | 28.8854 |  |  |  |  | 1340.2618 | 0 | bar: Availability G1
2025-12-24 04:00 | 28.8854 |  |  |  |  | 1340.2618 | 0 | bar: Availability G1
2025-12-24 05:00 | 31.8798 |  |  |  |  | 1340.2618 | 0 | bar: Availability G1
2025-12-24 06:00 | 32.4253 |  |  |  |  | 1340.2618 | 0 | bar: Availability G1
2025-12-24 07:00 | 46.0712 |  |  |  |  | 1340.2618 | 0 | bar: Availability G1
2025-12-24 08:00 | 40.7407 |  |  |  |  | 1340.2618 | 0 | bar: Availability G1
2025-12-24 09:00 | 37.814 |  |  |  |  | 1340.2618 | 0 | bar: Availability G1
2025-12-24 10:00 | 30.48 |  |  |  |  | 1340.2618 | 0 | bar: Availability G1
2025-12-24 11:00 | 26.4159 |  |  |  |  | 1340.2618 | 0 | bar: Availability G1
2025-12-24 12:00 | 25.8348 |  |  |  |  | 1340.2618 | 0 | bar: Availability G1
2025-12-24 13:00 | 25.8348 |  |  |  |  | 1340.2618 | 0 | bar: Availability G1
2025-12-24 14:00 | 26.2282 |  |  |  |  | 1340.2618 | 0 | bar: Availability G1
2025-12-24 15:00 | 27.503 |  |  |  |  | 1340.2618 | 0 | bar: Availability G1
2025-12-24 16:00 | 29.9396 |  |  |  |  | 1340.2618 | 0 | bar: Availability G1
2025-12-24 17:00 | 36.5348 |  |  |  |  | 1340.2618 | 0 | bar: Availability G1
2025-12-24 18:00 | 49.7558 |  |  |  |  | 1340.2618 | 0 | bar: Availability G1
2025-12-24 19:00 | 51.4076 |  |  |  |  | 1340.2618 | 0 | bar: Availability G1
2025-12-24 20:00 | 48.4533 |  |  |  |  | 1340.2618 | 0 | bar: Availability G1
2025-12-24 21:00 | 36.5348 |  |  |  |  | 1340.2618 | 0 | bar: Availability G1
2025-12-24 22:00 | 29.0609 |  |  |  |  | 1340.2618 | 0 | bar: Availability G1
2025-12-24 23:00 | 28.8854 |  |  |  |  | 1340.2618 | 0 | bar: Availability G1
2025-12-25 | 29.0062 |  |  |  |  | 1340.2618 | 0 | bar: Availability G1
2025-12-25 01:00 | 26.5578 |  |  |  |  | 1340.2618 | 0 | bar: Availability G1
2025-12-25 02:00 | 26.4749 |  |  |  |  | 1340.2618 | 0 | bar: Availability G1
2025-12-25 03:00 | 26.4749 |  |  |  |  | 1340.2618 | 0 | bar: Availability G1
2025-12-25 04:00 | 28.8854 |  |  |  |  | 1340.2618 | 0 | bar: Availability G1
2025-12-25 05:00 | 30.769 |  |  |  |  | 1340.2618 | 0 | bar: Availability G1
2025-12-25 06:00 | 37.5465 |  |  |  |  | 1340.2618 | 0 | bar: Availability G1
2025-12-25 07:00 | 37.7467 |  |  |  |  | 1340.2618 | 0 | bar: Availability G1
2025-12-25 08:00 | 36.0893 |  |  |  |  | 1340.2618 | 0 | bar: Availability G1
2025-12-25 09:00 | 28.8854 |  |  |  |  | 1340.2618 | 0 | bar: Availability G1
2025-12-25 10:00 | 27.573 |  |  |  |  | 1340.2618 | 0 | bar: Availability G1
2025-12-25 11:00 | 27.573 |  |  |  |  | 1340.2618 | 0 | bar: Availability G1
2025-12-25 12:00 | 26.4159 |  |  |  |  | 1340.2618 | 0 | bar: Availability G1
2025-12-25 13:00 | 26.4749 |  |  |  |  | 1340.2618 | 0 | bar: Availability G1
2025-12-25 14:00 | 26.7289 |  |  |  |  | 1340.2618 | 0 | bar: Availability G1
2025-12-25 15:00 | 27.573 |  |  |  |  | 1340.2618 | 0 | bar: Availability G1
2025-12-25 16:00 | 30.5096 |  |  |  |  | 1340.2618 | 0 | bar: Availability G1
2025-12-25 17:00 | 38.3366 |  |  |  |  | 1340.2618 | 0 | bar: Availability G1
2025-12-25 18:00 | 47.4091 |  |  |  |  | 1340.2618 | 0 | bar: Availability G1
2025-12-25 19:00 | 46.142 |  |  |  |  | 1340.2618 | 0 | bar: Availability G1
2025-12-25 20:00 | 32.0366 |  |  |  |  | 1340.2618 | 0 | bar: Availability G1
2025-12-25 21:00 | 31.1741 |  |  |  |  | 1340.2618 | 0 | bar: Availability G1
2025-12-25 22:00 | 28.5529 |  |  |  |  | 1340.2618 | 0 | bar: Availability G1
2025-12-25 23:00 | 28.1048 |  |  |  |  | 1340.2618 | 0 | bar: Availability G1
2025-12-26 | 27.9911 |  |  |  |  | 1340.2618 | 0 | bar: Availability G1
2025-12-26 01:00 | 28.5711 |  |  |  |  | 1340.2618 | 0 | bar: Availability G1
2025-12-26 02:00 | 26.6122 |  |  |  |  | 1340.2618 | 0 | bar: Availability G1
2025-12-26 03:00 | 26.803 |  |  |  |  | 1340.2618 | 0 | bar: Availability G1
2025-12-26 04:00 | 28.8854 |  |  |  |  | 1340.2618 | 0 | bar: Availability G1
2025-12-26 05:00 | 31.0945 |  |  |  |  | 1340.2618 | 0 | bar: Availability G1
2025-12-26 06:00 | 33.6952 |  |  |  |  | 1340.2618 | 0 | bar: Availability G1
2025-12-26 07:00 | 30.2391 |  |  |  |  | 1340.2618 | 0 | bar: Availability G1
2025-12-26 08:00 | 31.6522 |  |  |  |  | 1340.2618 | 0 | bar: Availability G1
2025-12-26 09:00 | 29.0731 |  |  |  |  | 1340.2618 | 0 | bar: Availability G1
2025-12-26 10:00 | 28.8854 |  |  |  |  | 1340.2618 | 0 | bar: Availability G1
2025-12-26 11:00 | 26.9 |  |  |  |  | 1340.2618 | 0 | bar: Availability G1
2025-12-26 12:00 | 26.9 |  |  |  |  | 1340.2618 | 0 | bar: Availability G1
2025-12-26 13:00 | 26.4749 |  |  |  |  | 1340.2618 | 0 | bar: Availability G1
2025-12-26 14:00 | 26.4749 |  |  |  |  | 1340.2618 | 0 | bar: Availability G1
2025-12-26 15:00 | 27.6558 |  |  |  |  | 1340.2618 | 0 | bar: Availability G1
2025-12-26 16:00 | 29.0731 |  |  |  |  | 1340.2618 | 0 | bar: Availability G1
2025-12-26 17:00 | 39.194 |  |  |  |  | 1340.2618 | 0 | bar: Availability G1
2025-12-26 18:00 | 41.5703 |  |  |  |  | 1340.2618 | 0 | bar: Availability G1
2025-12-26 19:00 | 39.3378 |  |  |  |  | 1340.2618 | 0 | bar: Availability G1
2025-12-26 20:00 | 33.3534 |  |  |  |  | 1340.2618 | 0 | bar: Availability G1
2025-12-26 21:00 | 31.8798 |  |  |  |  | 1340.2618 | 0 | bar: Availability G1
2025-12-26 22:00 | 28.9993 |  |  |  |  | 1340.2618 | 0 | bar: Availability G1
2025-12-26 23:00 | 27.4143 |  |  |  |  | 1340.2618 | 0 | bar: Availability G1
2025-12-27 | 27.2368 |  |  |  |  | 1340.2618 | 0 | bar: Availability G1
2025-12-27 01:00 | 27.2368 |  |  |  |  | 1340.2618 | 0 | bar: Availability G1
2025-12-27 02:00 | 28.8854 |  |  |  |  | 1340.2618 | 0 | bar: Availability G1
2025-12-27 03:00 | 29.9621 |  |  |  |  | 1340.2618 | 0 | bar: Availability G1
2025-12-27 04:00 | 30.2172 |  |  |  |  | 1340.2618 | 0 | bar: Availability G1
2025-12-27 05:00 | 33.1635 |  |  |  |  | 1340.2618 | 0 | bar: Availability G1
2025-12-27 06:00 | 35.8313 |  |  |  |  | 1340.2618 | 0 | bar: Availability G1
2025-12-27 07:00 | 37.1784 |  |  |  |  | 1340.2618 | 0 | bar: Availability G1
2025-12-27 08:00 | 37.0739 |  |  |  |  | 1340.2618 | 0 | bar: Availability G1
2025-12-27 09:00 | 37.3955 |  |  |  |  | 1340.2618 | 0 | bar: Availability G1
2025-12-27 10:00 | 36.6871 |  |  |  |  | 1340.2618 | 0 | bar: Availability G1
2025-12-27 11:00 | 32.7425 |  |  |  |  | 1340.2618 | 0 | bar: Availability G1
2025-12-27 12:00 | 32.201 |  |  |  |  | 1340.2618 | 0 | bar: Availability G1
2025-12-27 13:00 | 31.8798 |  |  |  |  | 1340.2618 | 0 | bar: Availability G1
2025-12-27 14:00 | 30.3835 |  |  |  |  | 1340.2618 | 0 | bar: Availability G1
2025-12-27 15:00 | 31.8232 |  |  |  |  | 1340.2618 | 0 | bar: Availability G1
2025-12-27 16:00 | 36.5223 |  |  |  |  | 1340.2618 | 0 | bar: Availability G1
2025-12-27 17:00 | 48.7994 |  |  |  |  | 1340.2618 | 0 | bar: Availability G1
2025-12-27 18:00 | 48.8006 |  |  |  |  | 1340.2618 | 0 | bar: Availability G1
2025-12-27 19:00 | 42.6012 |  |  |  |  | 1340.2618 | 0 | bar: Availability G1
2025-12-27 20:00 | 41.8067 |  |  |  |  | 1340.2618 | 0 | bar: Availability G1
2025-12-27 21:00 | 34.899 |  |  |  |  | 1340.2618 | 0 | bar: Availability G1
2025-12-27 22:00 | 32.201 |  |  |  |  | 1340.2618 | 0 | bar: Availability G1
2025-12-27 23:00 | 31.7441 |  |  |  |  | 1340.2618 | 0 | bar: Availability G1
2025-12-28 | 31.0667 |  |  |  |  | 1340.2618 | 0 | bar: Availability G1
2025-12-28 01:00 | 30.2172 |  |  |  |  | 1340.2618 | 0 | bar: Availability G1
2025-12-28 02:00 | 29.4479 |  |  |  |  | 1340.2618 | 0 | bar: Availability G1
2025-12-28 03:00 | 29.4479 |  |  |  |  | 1340.2618 | 0 | bar: Availability G1
2025-12-28 04:00 | 29.4479 |  |  |  |  | 1340.2618 | 0 | bar: Availability G1
2025-12-28 05:00 | 29.7102 |  |  |  |  | 1340.2618 | 0 | bar: Availability G1
2025-12-28 06:00 | 30.1476 |  |  |  |  | 1340.2618 | 0 | bar: Availability G1
2025-12-28 07:00 | 35.5906 |  |  |  |  | 1340.2618 | 0 | bar: Availability G1
2025-12-28 08:00 | 37.1648 |  |  |  |  | 1340.2618 | 0 | bar: Availability G1
2025-12-28 09:00 | 35.6502 |  |  |  |  | 1340.2618 | 0 | bar: Availability G1
2025-12-28 10:00 | 35.6502 |  |  |  |  | 1340.2618 | 0 | bar: Availability G1
2025-12-28 11:00 | 32.6765 |  |  |  |  | 1340.2618 | 0 | bar: Availability G1
2025-12-28 12:00 | 33.1157 |  |  |  |  | 1340.2618 | 0 | bar: Availability G1
2025-12-28 13:00 | 32.1703 |  |  |  |  | 1340.2618 | 0 | bar: Availability G1
2025-12-28 14:00 | 31.0667 |  |  |  |  | 1340.2618 | 0 | bar: Availability G1
2025-12-28 15:00 | 31.1741 |  |  |  |  | 1340.2618 | 0 | bar: Availability G1
2025-12-28 16:00 | 36.5926 |  |  |  |  | 1340.2618 | 0 | bar: Availability G1
2025-12-28 17:00 | 48.7994 |  |  |  |  | 1340.2618 | 0 | bar: Availability G1
2025-12-28 18:00 | 55.7121 |  |  |  |  | 1340.2618 | 0 | bar: Availability G1
2025-12-28 19:00 | 55.589 |  |  |  |  | 1340.2618 | 0 | bar: Availability G1
2025-12-28 20:00 | 44.9027 |  |  |  |  | 1340.2618 | 0 | bar: Availability G1
2025-12-28 21:00 | 36.5223 |  |  |  |  | 1340.2618 | 0 | bar: Availability G1
2025-12-28 22:00 | 32.201 |  |  |  |  | 1340.2618 | 0 | bar: Availability G1
2025-12-28 23:00 | 32.1703 |  |  |  |  | 1340.2618 | 0 | bar: Availability G1
2025-12-29 | 32.1703 |  |  |  |  | 1340.2618 | 0 | bar: Availability G1
2025-12-29 01:00 | 29.4479 |  |  |  |  | 1340.2618 | 0 | bar: Availability G1
2025-12-29 02:00 | 28.9877 |  |  |  |  | 1340.2618 | 0 | bar: Availability G1
2025-12-29 03:00 | 28.8854 |  |  |  |  | 1340.2618 | 0 | bar: Availability G1
2025-12-29 04:00 | 28.8854 |  |  |  |  | 1340.2618 | 0 | bar: Availability G1
2025-12-29 05:00 | 29.0206 |  |  |  |  | 1340.2618 | 0 | bar: Availability G1
2025-12-29 06:00 | 29.4197 |  |  |  |  | 1340.2618 | 0 | bar: Availability G1
2025-12-29 07:00 | 34.3117 |  |  |  |  | 1340.2618 | 0 | bar: Availability G1
2025-12-29 08:00 | 33.0238 |  |  |  |  | 1340.2618 | 0 | bar: Availability G1
2025-12-29 09:00 | 33.0238 |  |  |  |  | 1340.2618 | 0 | bar: Availability G1
2025-12-29 10:00 | 29.0609 |  |  |  |  | 1340.2618 | 0 | bar: Availability G1
2025-12-29 11:00 | 29.0609 |  |  |  |  | 1340.2618 | 0 | bar: Availability G1
2025-12-29 12:00 | 27.9218 |  |  |  |  | 1340.2618 | 0 | bar: Availability G1
2025-12-29 13:00 | 26.3901 |  |  |  |  | 1340.2618 | 0 | bar: Availability G1
2025-12-29 14:00 | 26.4749 |  |  |  |  | 1340.2618 | 0 | bar: Availability G1
2025-12-29 15:00 | 28.8854 |  |  |  |  | 1340.2618 | 0 | bar: Availability G1
2025-12-29 16:00 | 30.832 |  |  |  |  | 1340.2618 | 0 | bar: Availability G1
2025-12-29 17:00 | 39.2288 |  |  |  |  | 1340.2618 | 0 | bar: Availability G1
2025-12-29 18:00 | 43.0371 |  |  |  |  | 1340.2618 | 0 | bar: Availability G1
2025-12-29 19:00 | 38.8278 |  |  |  |  | 1340.2618 | 0 | bar: Availability G1
2025-12-29 20:00 | 43.0153 |  |  |  |  | 1340.2618 | 0 | bar: Availability G1
2025-12-29 21:00 | 28.8854 |  |  |  |  | 1340.2618 | 0 | bar: Availability G1
2025-12-29 22:00 | 27.4222 |  |  |  |  | 1340.2618 | 0 | bar: Availability G1
2025-12-29 23:00 | 26.6287 |  |  |  |  | 1340.2618 | 0 | bar: Availability G1
2025-12-30 | 26.4749 |  |  |  |  | 1340.2618 | 0 | bar: Availability G1
2025-12-30 01:00 | 26.3901 |  |  |  |  | 1340.2618 | 0 | bar: Availability G1
2025-12-30 02:00 | 26.4749 |  |  |  |  | 1340.2618 | 0 | bar: Availability G1
2025-12-30 03:00 | 27.1266 |  |  |  |  | 1340.2618 | 0 | bar: Availability G1
2025-12-30 04:00 | 27.4143 |  |  |  |  | 1340.2618 | 0 | bar: Availability G1
2025-12-30 05:00 | 29.0609 |  |  |  |  | 1340.2618 | 0 | bar: Availability G1
2025-12-30 06:00 | 34.9437 |  |  |  |  | 1340.2618 | 0 | bar: Availability G1
2025-12-30 07:00 | 35.7009 |  |  |  |  | 1340.2618 | 0 | bar: Availability G1
2025-12-30 08:00 | 39.458 |  |  |  |  | 1340.2618 | 0 | bar: Availability G1
2025-12-30 09:00 | 36.6871 |  |  |  |  | 1340.2618 | 0 | bar: Availability G1
2025-12-30 10:00 | 31.5189 |  |  |  |  | 1340.2618 | 0 | bar: Availability G1
2025-12-30 11:00 | 29.0609 |  |  |  |  | 1340.2618 | 0 | bar: Availability G1
2025-12-30 12:00 | 28.8854 |  |  |  |  | 1340.2618 | 0 | bar: Availability G1
2025-12-30 13:00 | 28.9877 |  |  |  |  | 1340.2618 | 0 | bar: Availability G1
2025-12-30 14:00 | 29.0609 |  |  |  |  | 1340.2618 | 0 | bar: Availability G1
2025-12-30 15:00 | 29.0609 |  |  |  |  | 1340.2618 | 0 | bar: Availability G1
2025-12-30 16:00 | 31.0667 |  |  |  |  | 1340.2618 | 0 | bar: Availability G1
2025-12-30 17:00 | 51.5123 |  |  |  |  | 1340.2618 | 0 | bar: Availability G1
2025-12-30 18:00 | 53.6609 |  |  |  |  | 1340.2618 | 0 | bar: Availability G1
2025-12-30 19:00 | 50.3534 |  |  |  |  | 1340.2618 | 0 | bar: Availability G1
2025-12-30 20:00 | 48.7994 |  |  |  |  | 1340.2618 | 0 | bar: Availability G1
2025-12-30 21:00 | 45.0335 |  |  |  |  | 1340.2618 | 0 | bar: Availability G1
2025-12-30 22:00 | 33.8654 |  |  |  |  | 1340.2618 | 0 | bar: Availability G1
2025-12-30 23:00 | 32.1656 |  |  |  |  | 1340.2618 | 0 | bar: Availability G1
2025-12-31 | 27.2368 |  |  |  |  | 1340.2618 | 0 | bar: Availability G1
2025-12-31 01:00 | 27.1265 |  |  |  |  | 1340.2618 | 0 | bar: Availability G1
2025-12-31 02:00 | 26.6594 |  |  |  |  | 1340.2618 | 0 | bar: Availability G1
2025-12-31 03:00 | 26.6594 |  |  |  |  | 1340.2618 | 0 | bar: Availability G1
2025-12-31 04:00 | 26.803 |  |  |  |  | 1340.2618 | 0 | bar: Availability G1
2025-12-31 05:00 | 27.2368 |  |  |  |  | 1340.2618 | 0 | bar: Availability G1
2025-12-31 06:00 | 31.8798 |  |  |  |  | 1340.2618 | 0 | bar: Availability G1
2025-12-31 07:00 | 35.6502 |  |  |  |  | 1340.2618 | 0 | bar: Availability G1
2025-12-31 08:00 | 42.5825 |  |  |  |  | 1340.2618 | 0 | bar: Availability G1
2025-12-31 09:00 | 37.2242 |  |  |  |  | 1340.2618 | 0 | bar: Availability G1
2025-12-31 10:00 | 30.1889 |  |  |  |  | 1340.2618 | 0 | bar: Availability G1
2025-12-31 11:00 | 29.0609 |  |  |  |  | 1340.2618 | 0 | bar: Availability G1
2025-12-31 12:00 | 28.8854 |  |  |  |  | 1340.2618 | 0 | bar: Availability G1
2025-12-31 13:00 | 29.0609 |  |  |  |  | 1340.2618 | 0 | bar: Availability G1
2025-12-31 14:00 | 29.0609 |  |  |  |  | 1340.2618 | 0 | bar: Availability G1
2025-12-31 15:00 | 26.4749 |  |  |  |  | 1340.2618 | 0 | bar: Availability G1
2025-12-31 16:00 | 27.9218 |  |  |  |  | 1340.2618 | 0 | bar: Availability G1
2025-12-31 17:00 | 42.6466 |  |  |  |  | 1340.2618 | 0 | bar: Availability G1
2025-12-31 18:00 | 45.0178 |  |  |  |  | 1340.2618 | 0 | bar: Availability G1
2025-12-31 19:00 | 43.278 |  |  |  |  | 1340.2618 | 0 | bar: Availability G1
2025-12-31 20:00 | 53.8345 |  |  |  |  | 1340.2618 | 0 | bar: Availability G1
2025-12-31 21:00 | 35.9661 |  |  |  |  | 1340.2618 | 0 | bar: Availability G1
2025-12-31 22:00 | 35.9047 |  |  |  |  | 1340.2618 | 0 | bar: Availability G1
2025-12-31 23:00 | 28.8854 |  |  |  |  | 1340.2618 | 0 | bar: Availability G1
Formulas:
Date-Time = [Date-Time, row above]+(1/24)

## Simulation Configuration
Case Definition |  | Operation Model |  |  | Policy and Regulation Tax Credit, CTAX, RPS |  |  | Time-Series Data ID Hydro Options |  |  |  | ES
Case_ID | Run_Flag | Dispatch_Mode_in_OP | NDAY_Groups_OP | NDAYS_in_Single_Group_OP | ITC_Flag | CTAX | PTC_Flag | Market_Price_File_ID | Hydro_Budget_File_ID | Hydro_Planned_Maintanance_Schedule_File_ID | Reservoir_Hydro_Operation_Option | Energy_Stroage_AET_Limit_Flag
Test 1 | TRUE | Economic Dispatch | 365 | 1 | TRUE | 0 | TRUE | Base | Base | Base | Budget (annual) | TRUE
Test 2 | TRUE | Economic Dispatch | 4 | 3 | TRUE | 0 | TRUE | Base | Base | Base | Budget (annual) | TRUE
Test 3 | TRUE | Economic Dispatch | 4 | 3 | TRUE | 0 | TRUE | Base | Base | Base | Budget (annual) | TRUE
`````````````

## ITC per Tech
Tech_ID | UNITGROUP | 2022 | 2023 | 2024 | 2025 | 2026 | 2027 | 2028 | 2029 | 2030 | 2031 | 2032 | 2033 | 2034 | 2035 | 2036 | 2037 | 2038 | 2039 | 2040 | 2041 | 2042 | 2043 | 2044 | 2045 | 2046 | 2047 | 2048 | 2049 | 2050 | 2051 | 2052 | 2053 | 2054 | 2055
Tech11 | hydro_ROR | 0 | 0 | 0 | 0 | 0 | 0 | 0 | 0 | 0 | 0 | 0 | 0 | 0 | 0 | 0 | 0 | 0 | 0 | 0 | 0 | 0 | 0 | 0 | 0 | 0 | 0 | 0 | 0 | 0 | 0 | 0 | 0 | 0 | 0
Tech12 | hydro_impoundment | 0 | 0 | 0 | 0 | 0 | 0 | 0 | 0 | 0 | 0 | 0 | 0 | 0 | 0 | 0 | 0 | 0 | 0 | 0 | 0 | 0 | 0 | 0 | 0 | 0 | 0 | 0 | 0 | 0 | 0 | 0 | 0 | 0 | 0
Tech30 | battery_LFP_100MW_4H_S | 0.4 | 0.4 | 0.4 | 0.4 | 0.4 | 0.4 | 0.4 | 0.4 | 0.4 | 0.4 | 0.4 | 0.3 | 0.2 | 0 | 0 | 0 | 0 | 0 | 0 | 0 | 0 | 0 | 0 | 0 | 0 | 0 | 0 | 0 | 0 | 0 | 0 | 0 | 0 | 0
Tech31 | battery_LFP_100MW_8H_S | 0.4 | 0.4 | 0.4 | 0.4 | 0.4 | 0.4 | 0.4 | 0.4 | 0.4 | 0.4 | 0.4 | 0.3 | 0.2 | 0 | 0 | 0 | 0 | 0 | 0 | 0 | 0 | 0 | 0 | 0 | 0 | 0 | 0 | 0 | 0 | 0 | 0 | 0 | 0 | 0

## PTC per Tech
Tech_ID | UNITGROUP | 2022 | 2023 | 2024 | 2025 | 2026 | 2027 | 2028 | 2029 | 2030 | 2031 | 2032 | 2033 | 2034 | 2035 | 2036 | 2037 | 2038 | 2039 | 2040 | 2041 | 2042 | 2043 | 2044 | 2045 | 2046 | 2047 | 2048 | 2049 | 2050 | 2051 | 2052 | 2053 | 2054 | 2055
Tech11 | hydro_ROR | 0 | 0 | 0 | 0 | 0 | 0 | 0 | 0 | 0 | 0 | 0 | 0 | 0 | 0 | 0 | 0 | 0 | 0 | 0 | 0 | 0 | 0 | 0 | 0 | 0 | 0 | 0 | 0 | 0 | 0 | 0 | 0 | 0 | 0
Tech12 | hydro_impoundment | 0 | 0 | 0 | 0 | 0 | 0 | 0 | 0 | 0 | 0 | 0 | 0 | 0 | 0 | 0 | 0 | 0 | 0 | 0 | 0 | 0 | 0 | 0 | 0 | 0 | 0 | 0 | 0 | 0 | 0 | 0 | 0 | 0 | 0
Tech30 | battery_LFP_100MW_4H_S | 1.65 | 1.65 | 1.65 | 1.65 | 1.65 | 1.65 | 1.65 | 1.65 | 1.65 | 1.65 | 1.65 | 1.2375 | 0.825 | 0 | 0 | 0 | 0 | 0 | 0 | 0 | 0 | 0 | 0 | 0 | 0 | 0 | 0 | 0 | 0 | 0 | 0 | 0 | 0 | 0
Tech31 | battery_LFP_100MW_8H_S | 1.65 | 1.65 | 1.65 | 1.65 | 1.65 | 1.65 | 1.65 | 1.65 | 1.65 | 1.65 | 1.65 | 1.2375 | 0.825 | 0 | 0 | 0 | 0 | 0 | 0 | 0 | 0 | 0 | 0 | 0 | 0 | 0 | 0 | 0 | 0 | 0 | 0 | 0 | 0 | 0

## Storage Cost and Performance
UNITGROUP | UNIT_CATEGORY | UNIT_TYPE | FUEL | Capacity | Duration | Total Capital Cost_kW | Total Capital Cost_kWh | Capital Costs | SB | SBOS | PE | CC | SI | EPC | PD | GI | Operating Costs | FOM | VOM | RTEL | Performance Metrics | RTE | RT | Cycle_Life | Calendar_Life | DCF | AET | Total Capital Cost_kW_2022 | Total Capital Cost_kW_2023 | Total Capital Cost_kW_2024 | Total Capital Cost_kW_2025 | Total Capital Cost_kW_2026 | Total Capital Cost_kW_2027 | Total Capital Cost_kW_2028 | Total Capital Cost_kW_2029 | Total Capital Cost_kW_2030 | Total Capital Cost_kW_2031 | Total Capital Cost_kW_2032 | Total Capital Cost_kW_2033 | Total Capital Cost_kW_2034 | Total Capital Cost_kW_2035 | Total Capital Cost_kW_2036 | Total Capital Cost_kW_2037 | Total Capital Cost_kW_2038 | Total Capital Cost_kW_2039 | Total Capital Cost_kW_2040 | Total Capital Cost_kW_2041 | Total Capital Cost_kW_2042 | Total Capital Cost_kW_2043 | Total Capital Cost_kW_2044 | Total Capital Cost_kW_2045 | Total Capital Cost_kW_2046 | Total Capital Cost_kW_2047 | Total Capital Cost_kW_2048 | Total Capital Cost_kW_2049 | Total Capital Cost_kW_2050 | Total Capital Cost_kWh_2022 | Total Capital Cost_kWh_2023 | Total Capital Cost_kWh_2024 | Total Capital Cost_kWh_2025 | Total Capital Cost_kWh_2026 | Total Capital Cost_kWh_2027 | Total Capital Cost_kWh_2028 | Total Capital Cost_kWh_2029 | Total Capital Cost_kWh_2030 | Total Capital Cost_kWh_2031 | Total Capital Cost_kWh_2032 | Total Capital Cost_kWh_2033 | Total Capital Cost_kWh_2034 | Total Capital Cost_kWh_2035 | Total Capital Cost_kWh_2036 | Total Capital Cost_kWh_2037 | Total Capital Cost_kWh_2038 | Total Capital Cost_kWh_2039 | Total Capital Cost_kWh_2040 | Total Capital Cost_kWh_2041 | Total Capital Cost_kWh_2042 | Total Capital Cost_kWh_2043 | Total Capital Cost_kWh_2044 | Total Capital Cost_kWh_2045 | Total Capital Cost_kWh_2046 | Total Capital Cost_kWh_2047 | Total Capital Cost_kWh_2048 | Total Capital Cost_kWh_2049 | Total Capital Cost_kWh_2050
[9 empty] | Storage Block | Storage Balance of System | Power Equipment | Controls & Communication | System Integration | Engineering_Procurement_Construction | Project development | Grid Integration |  | Fixed O&M | Variable O&M | Round Trip Efficiency Losses |  | Round-trip efficiency | Response Time (0 to 100%) | Cycle Life | Calendar Life | Cycle_Life / # of cycles per year | Annual energy throughput
|  |  |  | MW | Hour | $/kW | $/kWh |  | $/kWh | $/kWh | $/kW | $/kW | $/kWh | $/kWh | $/kWh | $/kW |  | $/kW-year | $/MWh | $/KWh |  | % | sec | # | years | years | MWh-year
battery_LFP_100MW_4H_S | STORAGE | STORAGE | Storage | 100 | 4 | 71 | 252 |  | 99 | 27 | 54 | 1 | 31 | 43 | 52 | 16 |  | 3.44 | 0.5125 | 0.004 |  | 0.88 | 4 | 2100 | 10 | 6.06 | 59136 | 74 | 71 | 69 | 67 | 65 | 63 | 62 | 60 | 59 | 58 | 56 | 55 | 54 | 53 | 52 | 51 | 50 | 49 | 48 | 47 | 46 | 45 | 44 | 43 | 42 | 41 | 41 | 40 | 39 | 298 | 280 | 267 | 256 | 246 | 237 | 229 | 221 | 214 | 208 | 201 | 196 | 190 | 185 | 179 | 174 | 170 | 165 | 161 | 157 | 152 | 148 | 145 | 141 | 137 | 134 | 130 | 127 | 124
battery_LFP_100MW_8H_S | STORAGE | STORAGE | Storage | 100 | 4 | 71 | 252 |  | 99 | 27 | 54 | 1 | 31 | 43 | 52 | 16 |  | 3.44 | 0.5125 | 0.004 |  | 0.88 | 4 | 2100 | 10 | 6.06 | 59136 | 74 | 71 | 69 | 67 | 65 | 63 | 62 | 60 | 59 | 58 | 56 | 55 | 54 | 53 | 52 | 51 | 50 | 49 | 48 | 47 | 46 | 45 | 44 | 43 | 42 | 41 | 41 | 40 | 39 | 298 | 280 | 267 | 256 | 246 | 237 | 229 | 221 | 214 | 208 | 201 | 196 | 190 | 185 | 179 | 174 | 170 | 165 | 161 | 157 | 152 | 148 | 145 | 141 | 137 | 134 | 130 | 127 | 124
battery_LFP_100MW_12H_S | STORAGE | STORAGE | Storage | 100 | 4 | 71 | 252 |  | 99 | 27 | 54 | 1 | 31 | 43 | 52 | 16 |  | 3.44 | 0.5125 | 0.004 |  | 0.88 | 4 | 2100 | 10 | 6.06 | 59136 | 74 | 71 | 69 | 67 | 65 | 63 | 62 | 60 | 59 | 58 | 56 | 55 | 54 | 53 | 52 | 51 | 50 | 49 | 48 | 47 | 46 | 45 | 44 | 43 | 42 | 41 | 41 | 40 | 39 | 298 | 280 | 267 | 256 | 246 | 237 | 229 | 221 | 214 | 208 | 201 | 196 | 190 | 185 | 179 | 174 | 170 | 165 | 161 | 157 | 152 | 148 | 145 | 141 | 137 | 134 | 130 | 127 | 124

## File Path
Setting | Value | Note
data_path | /data/LC_GTEP
output_file_path | /output/LC_GTEP
time_series_file_name | timeseries_hourly.csv
timeseries_data_market_price_path | timeseries_data_files/Market_Price/timeseries_market_price_hourly.csv
timeseries_data_wind_ons_path | timeseries_data_files/WIND/timeseries_wind_ons_hourly.csv
timeseries_data_wind_ofs_path | timeseries_data_files/WIND/timeseries_wind_ofs_hourly.csv
timeseries_data_pv_path | timeseries_data_files/PV/timeseries_pv_hourly.csv
timeseries_data_rtpv_path | timeseries_data_files/RTPV/timeseries_rtpv_hourly.csv
timeseries_data_hydro_path | timeseries_data_files/HYDRO/timeseries_hydro_hourly.csv
timeseries_data_csp_path | timeseries_data_files/CSP/timeseries_csp_hourly.csv
reserve_requirement_data_reg_up_path | timeseries_data_files/Reserves/timeseries_reg_up_hourly.csv
reserve_requirement_data_reg_down_path | timeseries_data_files/Reserves/timeseries_reg_down_hourly.csv
reserve_requirement_data_spin_path | timeseries_data_files/Reserves/timeseries_spin_hourly.csv
reserve_requirement_data_nspin_path | timeseries_data_files/Reserves/timeseries_nspin_hourly.csv
reserve_requirement_data_flex_up_path | timeseries_data_files/Reserves/timeseries_flex_up_hourly.csv
reserve_requirement_data_flex_down_path | timeseries_data_files/Reserves/timeseries_flex_down_hourly.csv
reserve_requirement_data_reg_up_signal_path | timeseries_data_files/Reserves/timeseries_reg_up_signal.csv
reserve_requirement_data_reg_down_signal_path | timeseries_data_files/Reserves/timeseries_reg_down_signal.csv